## Table 1.d
Installed Capacity by Certified Utilities (MW) by AEA Energy Regions, 2021
AEA Energy Region | Fossil Fuel Turbines | Reciprocating Internal Combustion Engine | Hydroelectric | Wind | Solar | Storage | Region Total | Percent of Statewide Total
Aleutians | 0 | 56.067 | 1.589 | 1.385 | 0 | 0 | 59.041 | 1.8637
Bering Straits | 0 | 33.467 | 0 | 3.1 | 0 | 0 | 36.567 | 1.1543
Bristol Bay | 0 | 40.2848 | 1.027 | 0.414 | 0 | 0.125 | 41.8508 | 1.3211
Copper River/Chugach | 5.3 | 30.41 | 25.7 | 0 | 0 | 1 | 62.41 | 1.9701
Kodiak | 0 | 39.076 | 34.2 | 9 | 0 | 5 | 87.276 | 2.755
Lower Yukon-Kuskokwim | 0 | 60.3 | 0 | 6.08 | 0.012 | 0.885 | 67.277 | 2.1237
North Slope | 42.7 | 32.5 | 0 | 0 | 0 | 0 | 75.2 | 2.3738
Northwest Arctic | 0 | 23.53 | 0 | 3.86 | 1.1415 | 1.989 | 30.5205 | 0.96344
Railbelt | 1616.1 | 233.5 | 191.46 | 44.5 | 1.903 | 89.5 | 2176.963 | 68.7201
Southeast | 112.6 | 155.612 | 234.208 | 0 | 0 | 1 | 503.42 | 15.8914
Yukon-Koyukuk/Upper Tanana | 0 | 26.94 | 0 | 0 | 0.1536 | 0.25 | 27.3436 | 0.86315
Total | 1776.7 | 731.6868 | 488.184 | 68.339 | 3.2101 | 99.749 | 3167.8689 | 100
Other capacity includes electric storage and renewable generation technologies not listed.

## Table 2.1a 2021--Compile
Installed Capacity by Prime Mover by Plant (MW), 2021
Plant ID | PCE ID | CPCN | Utility Name | Plant Name | Intertie | AEA Energy Region | Total Capacity | Fossil Fuel Turbines | Internal Combustion | Hydroelectric | Wind Turbine | Solar PV | Batteries | Flywheels | Source | Notes
P10 | (blank) | 1 | Alaska Electric Light & Power Company | Lake Dorothy Hydroelectric Project | Juneau_grid | Southeast | 14.3 | 0 | 0 | 14.3 | 0 | 0 | 0 | 0 | EIA860
P11 | (blank) | 1 | Alaska Electric Light & Power Company | Lemon Creek | Juneau_grid | Southeast | 61.7 | 37.2 | 24.5 | 0 | 0 | 0 | 0 | 0 | EIA860
P12 | (blank) | 1 | Alaska Electric Light & Power Company | Salmon Creek 1 | Juneau_grid | Southeast | 8.5 | 0 | 0 | 8.5 | 0 | 0 | 0 | 0 | EIA860
P13 | (blank) | 1 | Alaska Electric Light & Power Company | Snettisham | Juneau_grid | Southeast | 78.2 | 0 | 0 | 78.2 | 0 | 0 | 0 | 0 | EIA860
P6 | (blank) | 1 | Alaska Electric Light & Power Company | Annex Creek | Juneau_grid | Southeast | 4 | 0 | 0 | 4 | 0 | 0 | 0 | 0 | EIA860
P7 | (blank) | 1 | Alaska Electric Light & Power Company | Auke Bay | Juneau_grid | Southeast | 36.2 | 33.7 | 2.5 | 0 | 0 | 0 | 0 | 0 | EIA860
P8 | (blank) | 1 | Alaska Electric Light & Power Company | Gold Creek | Juneau_grid | Southeast | 9.7 | 0 | 8.1 | 1.6 | 0 | 0 | 0 | 0 | EIA860
P9 | (blank) | 1 | Alaska Electric Light & Power Company | Industrial Plant | Juneau_grid | Southeast | 41.7 | 41.7 | 0 | 0 | 0 | 0 | 0 | 0 | EIA860
P27 | 331195 | 2 | Alaska Power & Telephone Company | Slana Generating Station | Slana_grid | Copper River/Chugach | 1.072 | 0 | 1.072 | 0 | 0 | 0 | 0 | 0 | EIA860 | Slana; Chistochina; Mentasta Lake
P33 | 331080 | 2 | Alaska Power & Telephone Company | Coffman Cove | Prince of Wales Is._grid | Southeast | 0.7 | 0 | 0.7 | 0 | 0 | 0 | 0 | 0 | AEA PH Assessment | Craig; Klawock; Thorne Bay, Kasaan; Hollis; Hydaburg; Coffman Cove; Naukati Bay
P20 | 331090 | 2 | Alaska Power & Telephone Company | Craig | Prince of Wales Is._grid | Southeast | 6.8 | 0 | 6.8 | 0 | 0 | 0 | 0 | 0 | EIA860 | Craig; Klawock; Thorne Bay, Kasaan; Hollis; Hydaburg; Coffman Cove; Naukati Bay
P22 | 331120 | 2 | Alaska Power & Telephone Company | Haines | UpperLynnCanal_grid | Southeast | 10.02 | 0 | 10.02 | 0 | 0 | 0 | 0 | 0 | EIA860 | Part of the Alaska Power Company's grid in the Upper Lynn Canal service area.Haines, Covenant Life; Klukwan; Chilkat Valley; Skagway
P37 | 331140 | 2 | Alaska Power & Telephone Company | Hollis | Prince of Wales Is._grid | Southeast | 0 | 0 | 0 | 0 | 0 | 0 | 0 | 0 | AEA PH Assessment | Craig; Klawock; Thorne Bay, Kasaan; Hollis; Hydaburg; Coffman Cove; Naukati Bay
P23 | 331150 | 2 | Alaska Power & Telephone Company | Hydaburg | Prince of Wales Is._grid | Southeast | 1.445 | 0 | 1.445 | 0 | 0 | 0 | 0 | 0 | AEA PH Assessment | Craig; Klawock; Thorne Bay, Kasaan; Hollis; Hydaburg; Coffman Cove; Naukati Bay
P43 | 331170 | 2 | Alaska Power & Telephone Company | Naukati Bay | Prince of Wales Is._grid | Southeast | 0.32 | 0 | 0.32 | 0 | 0 | 0 | 0 | 0 | AEA PH Assessment | Craig; Klawock; Thorne Bay, Kasaan; Hollis; Hydaburg; Coffman Cove; Naukati Bay
P26 | 331190 | 2 | Alaska Power & Telephone Company | Skagway | UpperLynnCanal_grid | Southeast | 4.385 | 0 | 3.385 | 1 | 0 | 0 | 0 | 0 | EIA860 | Part of the Alaska Power Company's grid in the Upper Lynn Canal service area.Haines, Covenant Life; Klukwan; Chilkat Valley; Skagway
P28 | 331210 | 2 | Alaska Power & Telephone Company | Thorne Bay Plant | Prince of Wales Is._grid | Southeast | 1 | 0 | 1 | 0 | 0 | 0 | 0 | 0 | EIA860 | Craig; Klawock; Thorne Bay, Kasaan; Hollis; Hydaburg; Coffman Cove; Naukati Bay
P40 | 331230 | 2 | Alaska Power & Telephone Company | Whale Pass | Whale_Pass_grid | Southeast | 0.612 | 0 | 0.612 | 0 | 0 | 0 | 0 | 0 | AEA PH Assessment
P35 | 332010 | 2 | Alaska Power & Telephone Company | Gustavus | Gustavus_grid | Southeast | 2.2 | 0 | 1.4 | 0.8 | 0 | 0 | 0 | 0 | 0
P15 | (blank) | 2 | Alaska Power & Telephone Company | Black Bear Lake | Prince of Wales Is._grid | Southeast | 4.5 | 0 | 0 | 4.5 | 0 | 0 | 0 | 0 | EIA860 | Craig; Klawock; Thorne Bay, Kasaan; Hollis; Hydaburg; Coffman Cove; Naukati Bay
P16 | (blank) | 2 | Alaska Power & Telephone Company | Goat Lake Hydro | UpperLynnCanal_grid | Southeast | 4 | 0 | 0 | 4 | 0 | 0 | 0 | 0 | EIA860 | Part of the Alaska Power Company's grid in the Upper Lynn Canal service area.Haines, Covenant Life; Klukwan; Chilkat Valley; Skagway
P17 | (blank) | 2 | Alaska Power & Telephone Company | Kasidaya Creek Hydro | UpperLynnCanal_grid | Southeast | 3 | 0 | 0 | 3 | 0 | 0 | 0 | 0 | EIA860 | Part of the Alaska Power Company's grid in the Upper Lynn Canal service area.Haines, Covenant Life; Klukwan; Chilkat Valley; Skagway
P18 | (blank) | 2 | Alaska Power & Telephone Company | South Fork | Prince of Wales Is._grid | Southeast | 2 | 0 | 0 | 2 | 0 | 0 | 0 | 0 | EIA860 | Craig; Klawock; Thorne Bay, Kasaan; Hollis; Hydaburg; Coffman Cove; Naukati Bay
P21 | (blank) | 2 | Alaska Power & Telephone Company | False Island | Prince of Wales Is._grid | Southeast | 1.3 | 0 | 1.3 | 0 | 0 | 0 | 0 | 0 | EIA860 | Craig; Klawock; Thorne Bay, Kasaan; Hollis; Hydaburg; Coffman Cove; Naukati Bay
P24 | (blank) | 2 | Alaska Power & Telephone Company | Klawock Power Generation Station | Prince of Wales Is._grid | Southeast | 2.5 | 0 | 2.5 | 0 | 0 | 0 | 0 | 0 | EIA860 | Craig; Klawock; Thorne Bay, Kasaan; Hollis; Hydaburg; Coffman Cove; Naukati Bay
P41 | (blank) | 2 | Alaska Power & Telephone Company | Dewey Lakes | UpperLynnCanal_grid | Southeast | 0.943 | 0 | 0 | 0.943 | 0 | 0 | 0 | 0 | AEA | Part of the Alaska Power Company's grid in the Upper Lynn Canal service area.Haines, Covenant Life; Klukwan; Chilkat Valley; Skagway
P42 | (blank) | 2 | Alaska Power & Telephone Company | Lutak | UpperLynnCanal_grid | Southeast | 1.785 | 0 | 1.5 | 0.285 | 0 | 0 | 0 | 0 | AEA | Part of the Alaska Power Company's grid in the Upper Lynn Canal service area.Haines, Covenant Life; Klukwan; Chilkat Valley; Skagway
P19 | (blank) | 2 | Alaska Power & Telephone Company | Viking | Prince of Wales Is._grid | Southeast | 1 | 0 | 1 | 0 | 0 | 0 | 0 | 0 | EIA860
P31 | 331060 | 2 | Alaska Power & Telephone Company | Bettles | Bettles_grid | Yukon-Koyukuk/Upper Tanana | 0.6 | 0 | 0.6 | 0 | 0 | 0 | 0 | 0 | AEA PH Assessment | Bettles, Evansville
P34 | 331110 | 2 | Alaska Power & Telephone Company | Eagle | Eagle_grid | Yukon-Koyukuk/Upper Tanana | 0.554 | 0 | 0.53 | 0 | 0 | 0.024 | 0 | 0 | 0 | Eagle, Eagle Village
P36 | 331130 | 2 | Alaska Power & Telephone Company | Healy Lake | Healy Lake_grid | Yukon-Koyukuk/Upper Tanana | 0.101 | 0 | 0.101 | 0 | 0 | 0 | 0 | 0 | AEA PH Assessment
P25 | 331180 | 2 | Alaska Power & Telephone Company | Northway | Northway_grid | Yukon-Koyukuk/Upper Tanana | 1.099 | 0 | 1.099 | 0 | 0 | 0 | 0 | 0 | EIA860 | Northway, Northway Village, Northway Junction
P29 | 331220 | 2 | Alaska Power & Telephone Company | Tok | Tok_grid | Yukon-Koyukuk/Upper Tanana | 5.21 | 0 | 5.21 | 0 | 0 | 0 | 0 | 0 | AEA PH Assessment | Tok; Tanacross; Tetlin; Dot Lake, Dot Lake Village
P105 | 331760 | 5 | Aniak Light & Power | Aniak | Aniak_grid | Lower Yukon-Kuskokwim | 2.2 | 0 | 2.2 | 0 | 0 | 0 | 0 | 0 | EIA860
P101 | (blank) | 8 | Chugach Electric Assn Inc | Anchorage 1 | Railbelt_grid | Railbelt | 77.9 | 75.9 | 2 | 0 | 0 | 0 | 0 | 0 | EIA860 | In addition to Anchorage, the CEA service area includes eight other communities.
P102 | (blank) | 8 | Chugach Electric Assn Inc | Eklutna Hydro Project | Railbelt_grid | Railbelt | 44.4 | 0 | 0 | 44.4 | 0 | 0 | 0 | 0 | EIA860 | In addition to Anchorage, the CEA service area includes eight other communities.
P103 | (blank) | 8 | Chugach Electric Assn Inc | George M Sullivan Generation Plant 2 | Railbelt_grid | Railbelt | 346.9 | 346.9 | 0 | 0 | 0 | 0 | 0 | 0 | EIA860 | In addition to Anchorage, the CEA service area includes eight other communities.
P120 | (blank) | 8 | Chugach Electric Assn Inc | Beluga | Railbelt_grid | Railbelt | 312.4 | 312.4 | 0 | 0 | 0 | 0 | 0 | 0 | EIA860 | In addition to Anchorage, the CEA service area includes eight other communities.
P121 | (blank) | 8 | Chugach Electric Assn Inc | Cooper Lake | Railbelt_grid | Railbelt | 19.4 | 0 | 0 | 19.4 | 0 | 0 | 0 | 0 | EIA860 | In addition to Anchorage, the CEA service area includes eight other communities.
P123 | (blank) | 8 | Chugach Electric Assn Inc | Southcentral Power Project | Railbelt_grid | Railbelt | 203.9 | 203.9 | 0 | 0 | 0 | 0 | 0 | 0 | EIA860 | In addition to Anchorage, the CEA service area includes eight other communities.
P296 | (blank) | 8 | Chugach Electric Assn Inc | Chugach Storage | Railbelt_grid | Railbelt | 3 | 0 | 0 | 0 | 0 | 0 | 2 | 1 | AEA | In addition to Anchorage, the CEA service area includes eight other communities.
P122 | (blank) | 8 | Chugach Electric Assn Inc | International | Railbelt_grid | Railbelt | 15 | 15 | 0 | 0 | 0 | 0 | 0 | 0 | EIA860
P126 | (blank) | 10 | Copper Valley Elec Assn Inc | Allison Creek Hydro | CopperValley_grid | Copper River/Chugach | 6.5 | 0 | 0 | 6.5 | 0 | 0 | 0 | 0 | EIA860 | In addition to Valdez, the CVEA service area includes 14 other communities.
P127 | (blank) | 10 | Copper Valley Elec Assn Inc | Glennallen | CopperValley_grid | Copper River/Chugach | 9.2 | 0 | 9.2 | 0 | 0 | 0 | 0 | 0 | EIA860 | In addition to Valdez, the CVEA service area includes 14 other communities.
P128 | (blank) | 10 | Copper Valley Elec Assn Inc | Solomon Gulch | CopperValley_grid | Copper River/Chugach | 12 | 0 | 0 | 12 | 0 | 0 | 0 | 0 | EIA860 | In addition to Valdez, the CVEA service area includes 14 other communities.
P129 | (blank) | 10 | Copper Valley Elec Assn Inc | Valdez | CopperValley_grid | Copper River/Chugach | 8.6 | 0 | 8.6 | 0 | 0 | 0 | 0 | 0 | EIA860 | In addition to Valdez, the CVEA service area includes 14 other communities.
P130 | (blank) | 10 | Copper Valley Elec Assn Inc | Valdez Cogen | CopperValley_grid | Copper River/Chugach | 5.3 | 5.3 | 0 | 0 | 0 | 0 | 0 | 0 | EIA860 | In addition to Valdez, the CVEA service area includes 14 other communities.
P146 | (blank) | 13 | Golden Valley Elec Assn Inc | Battery Energy Storage System | Railbelt_grid | Railbelt | 40 | 0 | 0 | 0 | 0 | 0 | 40 | 0 | EIA860 | In addition to Fairbanks, the GVEA service area includes 25 other communities.
P147 | (blank) | 13 | Golden Valley Elec Assn Inc | Delta Power | Railbelt_grid | Railbelt | 23.1 | 23.1 | 0 | 0 | 0 | 0 | 0 | 0 | EIA860 | In addition to Fairbanks, the GVEA service area includes 25 other communities.
P148 | (blank) | 13 | Golden Valley Elec Assn Inc | Eva Creek Wind | Railbelt_grid | Railbelt | 24.6 | 0 | 0 | 0 | 24.6 | 0 | 0 | 0 | EIA860 | In addition to Fairbanks, the GVEA service area includes 25 other communities.
P149 | (blank) | 13 | Golden Valley Elec Assn Inc | Fairbanks | Railbelt_grid | Railbelt | 42.2 | 36.8 | 5.4 | 0 | 0 | 0 | 0 | 0 | EIA860 | In addition to Fairbanks, the GVEA service area includes 25 other communities.
P150 | (blank) | 13 | Golden Valley Elec Assn Inc | Healy | Railbelt_grid | Railbelt | 92.8 | 90 | 2.8 | 0 | 0 | 0 | 0 | 0 | EIA860 | In addition to Fairbanks, the GVEA service area includes 25 other communities.
P151 | (blank) | 13 | Golden Valley Elec Assn Inc | North Pole | Railbelt_grid | Railbelt | 181 | 181 | 0 | 0 | 0 | 0 | 0 | 0 | EIA860 | In addition to Fairbanks, the GVEA service area includes 25 other communities.
P152 | (blank) | 13 | Golden Valley Elec Assn Inc | GVEA Solar Farm | Railbelt_grid | Railbelt | 0.563 | 0 | 0 | 0 | 0 | 0.563 | 0 | 0 | AEA | In addition to Fairbanks, the GVEA service area includes 25 other communities.
P180 | (blank) | 16 | Kodiak Electric Assn Inc | ESS Battery Microgrid | Kodiak_grid | Kodiak | 3 | 0 | 0 | 0 | 0 | 0 | 3 | 0 | EIA860 | The KEA service area includes the communities of Port Lions, Chiniak, Womens Bay and Woody Island.
P181 | (blank) | 16 | Kodiak Electric Assn Inc | Flywheel Energy Storage System Microgrid | Kodiak_grid | Kodiak | 2 | 0 | 0 | 0 | 0 | 0 | 0 | 2 | EIA860 | The KEA service area includes the communities of Port Lions, Chiniak, Womens Bay and Woody Island.
P182 | (blank) | 16 | Kodiak Electric Assn Inc | Kodiak Microgrid | Kodiak_grid | Kodiak | 18.3 | 0 | 18.3 | 0 | 0 | 0 | 0 | 0 | EIA860 | The KEA service area includes the communities of Port Lions, Chiniak, Womens Bay and Woody Island.
P183 | (blank) | 16 | Kodiak Electric Assn Inc | Nymans Plant Microgrid | Kodiak_grid | Kodiak | 10 | 0 | 10 | 0 | 0 | 0 | 0 | 0 | EIA860 | The KEA service area includes the communities of Port Lions, Chiniak, Womens Bay and Woody Island.
P184 | (blank) | 16 | Kodiak Electric Assn Inc | Pillar Mountain Wind Project Microgrid | Kodiak_grid | Kodiak | 9 | 0 | 0 | 0 | 9 | 0 | 0 | 0 | EIA860 | The KEA service area includes the communities of Port Lions, Chiniak, Womens Bay and Woody Island.
P185 | (blank) | 16 | Kodiak Electric Assn Inc | Port Lions Microgrid | Kodiak_grid | Kodiak | 0.5 | 0 | 0.5 | 0 | 0 | 0 | 0 | 0 | EIA860 | The KEA service area includes the communities of Port Lions, Chiniak, Womens Bay and Woody Island.
P186 | (blank) | 16 | Kodiak Electric Assn Inc | Swampy Acres Microgrid | Kodiak_grid | Kodiak | 8.4 | 0 | 8.4 | 0 | 0 | 0 | 0 | 0 | EIA860 | The KEA service area includes the communities of Port Lions, Chiniak, Womens Bay and Woody Island.
P187 | (blank) | 16 | Kodiak Electric Assn Inc | Terror Lake Microgrid | Kodiak_grid | Kodiak | 33.6 | 0 | 0 | 33.6 | 0 | 0 | 0 | 0 | EIA860 | The KEA service area includes the communities of Port Lions, Chiniak, Womens Bay and Woody Island.
P189 | 332130 | 17 | Kotzebue Electric Association | Kotzebue | Kotzebue_grid | Northwest Arctic | 17.1 | 0 | 11.8 | 0 | 3.3 | 0.8 | 1.2 | 0 | EIA860
P207 | 332280 | 22 | Naknek Electric Association | Naknek | Naknek_grid | Bristol Bay | 16.5 | 0 | 16.5 | 0 | 0 | 0 | 0 | 0 | EIA860 | Naknek, South Naknek, King Salmon
P228 | 332460 | 24 | Pelican Utility | Pelican | Pelican_grid | Southeast | 2.4 | 0 | 1 | 1.4 | 0 | 0 | 0 | 0 | EIA860
P155 | (blank) | 32 | Homer Electric Assn Inc | Bernice Lake | Railbelt_grid | Railbelt | 76.7 | 76.7 | 0 | 0 | 0 | 0 | 0 | 0 | EIA860 | In addition to Anchorage, the CEA service area includes eight other communities.
P157 | (blank) | 32 | Homer Electric Assn Inc | Nikiski Co-Generation | Railbelt_grid | Railbelt | 80.8 | 80.8 | 0 | 0 | 0 | 0 | 0 | 0 | EIA860
P158 | (blank) | 32 | Homer Electric Assn Inc | Seldovia | Railbelt_grid | Railbelt | 2.2 | 0 | 2.2 | 0 | 0 | 0 | 0 | 0 | EIA860
P198 | 332220 | 44 | Mcgrath Light & Power | McGrath | McGrath_grid | Yukon-Koyukuk/Upper Tanana | 1.6 | 0 | 1.6 | 0 | 0 | 0 | 0 | 0 | EIA860
P224 | 332430 | 45 | Nushagak Electric Cooperative | Dillingham | Dillingham_grid | Bristol Bay | 11 | 0 | 11 | 0 | 0 | 0 | 0 | 0 | EIA860 | Dillingham, Aleknagik
P154 | 332020 | 63 | Gwitchyaa Zhee Utilities Company | Gwitchyaa Zhee | Fort Yukon_grid | Yukon-Koyukuk/Upper Tanana | 2.8 | 0 | 2.8 | 0 | 0 | 0 | 0 | 0 | EIA860
P253 | 332200 | 72 | TDX Manley Generating LLC | Manley Hot Springs | Manley Hot Springs_grid | Yukon-Koyukuk/Upper Tanana | 0.236 | 0 | 0.236 | 0 | 0 | 0 | 0 | 0 | AEA PH Assessment
P249 | 332600 | 92 | Tanana Power Company Inc | Tanana | Tanana_grid | Yukon-Koyukuk/Upper Tanana | 1.605 | 0 | 1.605 | 0 | 0 | 0 | 0 | 0 | AEA PH Assessment
P240 | (blank) | 100 | Sitka, City & Borough of | Blue Lake Hydro | Sitka_grid | Southeast | 15.9 | 0 | 0 | 15.9 | 0 | 0 | 0 | 0 | EIA860
P241 | (blank) | 100 | Sitka, City & Borough of | Green Lake | Sitka_grid | Southeast | 18.6 | 0 | 0 | 18.6 | 0 | 0 | 0 | 0 | EIA860
P242 | (blank) | 100 | Sitka, City & Borough of | Jarvis Street | Sitka_grid | Southeast | 25.6 | 0 | 25.6 | 0 | 0 | 0 | 0 | 0 | EIA860
P171 | (blank) | 103 | Ketchikan Public Utilities | Beaver Falls | SEAPA_grid | Southeast | 5.4 | 0 | 0 | 5.4 | 0 | 0 | 0 | 0 | EIA860
P172 | (blank) | 103 | Ketchikan Public Utilities | Ketchikan | SEAPA_grid | Southeast | 4.2 | 0 | 0 | 4.2 | 0 | 0 | 0 | 0 | EIA860
P173 | (blank) | 103 | Ketchikan Public Utilities | S W Bailey | SEAPA_grid | Southeast | 25.9 | 0 | 25.9 | 0 | 0 | 0 | 0 | 0 | EIA860
P174 | (blank) | 103 | Ketchikan Public Utilities | Silvis | SEAPA_grid | Southeast | 2.1 | 0 | 0 | 2.1 | 0 | 0 | 0 | 0 | EIA860
P175 | (blank) | 103 | Ketchikan Public Utilities | Swan Lake | SEAPA_grid | Southeast | 22.6 | 0 | 0 | 22.6 | 0 | 0 | 0 | 0 | EIA860
P176 | (blank) | 103 | Ketchikan Public Utilities | Whitman | SEAPA_grid | Southeast | 4.8 | 0 | 0 | 4.8 | 0 | 0 | 0 | 0 | EIA860
P263 | (blank) | 106 | Unalaska, City of | Dutch Harbor | Unalaska_grid | Aleutians | 21.9 | 0 | 21.9 | 0 | 0 | 0 | 0 | 0 | EIA860
P264 | (blank) | 106 | Unalaska, City of | Unalaska Power Module | Unalaska_grid | Aleutians | 1.25 | 0 | 1.1 | 0 | 0 | 0 | 0 | 0 | City of Unalaska
P273 | (blank) | 111 | Wrangell, City of | Wrangell | SEAPA_grid | Southeast | 8.5 | 0 | 8.5 | 0 | 0 | 0 | 0 | 0 | EIA860
P215 | 332340 | 150 | Nome Joint Utility Systems | Snake River | Nome_grid | Bering Straits | 18.4 | 0 | 16.6 | 0 | 1.8 | 0 | 0 | 0 | EIA860
P131 | (blank) | 160 | Cordova Electric Cooperative | Eyak Service Center BESS | Cordova_grid | Copper River/Chugach | 1 | 0 | 0 | 0 | 0 | 0 | 1 | 0 | EIA860 | Cordova, Eyak
P132 | (blank) | 160 | Cordova Electric Cooperative | Humpback Creek | Cordova_grid | Copper River/Chugach | 1.2 | 0 | 0 | 1.2 | 0 | 0 | 0 | 0 | EIA860 | Cordova, Eyak
P133 | (blank) | 160 | Cordova Electric Cooperative | Orca | Cordova_grid | Copper River/Chugach | 10.7 | 0 | 10.7 | 0 | 0 | 0 | 0 | 0 | EIA860 | Cordova, Eyak
P134 | (blank) | 160 | Cordova Electric Cooperative | Power Creek | Cordova_grid | Copper River/Chugach | 6 | 0 | 0 | 6 | 0 | 0 | 0 | 0 | EIA860 | Cordova, Eyak
P48 | 331270 | 169 | Alaska Village Electric Cooperative | Brevig Mission | Brevig Mission_grid | Bering Straits | 1 | 0 | 1 | 0 | 0 | 0 | 0 | 0 | EIA860
P50 | 331300 | 169 | Alaska Village Electric Cooperative | Elim | Elim_grid | Bering Straits | 1.31 | 0 | 1.31 | 0 | 0 | 0 | 0 | 0 | EIA860
P52 | 331320 | 169 | Alaska Village Electric Cooperative | Gambell | Gambell_grid | Bering Straits | 2.25 | 0 | 1.95 | 0 | 0.3 | 0 | 0 | 0 | EIA860
P58 | 331420 | 169 | Alaska Village Electric Cooperative | Koyuk | Koyuk_grid | Bering Straits | 1.049 | 0 | 1.049 | 0 | 0 | 0 | 0 | 0 | AEA PH Assessment
P68 | 331590 | 169 | Alaska Village Electric Cooperative | Savoonga | Savoonga_grid | Bering Straits | 1.7 | 0 | 1.5 | 0 | 0.2 | 0 | 0 | 0 | EIA860
P95 | 331630 | 169 | Alaska Village Electric Cooperative | Shaktoolik | Shaktoolik_grid | Bering Straits | 0.985 | 0 | 0.785 | 0 | 0.2 | 0 | 0 | 0 | AEA PH Assessment
P71 | 331640 | 169 | Alaska Village Electric Cooperative | Shishmaref | Shishmaref_grid | Bering Straits | 1.436 | 0 | 1.436 | 0 | 0 | 0 | 0 | 0 | EIA860
P73 | 331670 | 169 | Alaska Village Electric Cooperative | Saint Michael | Stebbins_grid | Bering Straits | 0.7 | 0 | 0.7 | 0 | 0 | 0 | 0 | 0 | EIA860 | Stebbins; Saint Michael
P74 | 331680 | 169 | Alaska Village Electric Cooperative | Stebbins | Stebbins_grid | Bering Straits | 2.112 | 0 | 2.112 | 0 | 0 | 0 | 0 | 0 | EIA860 | Stebbins; Saint Michael
P96 | 331685 | 169 | Alaska Village Electric Cooperative | Teller | Teller_grid | Bering Straits | 1.05 | 0 | 1.05 | 0 | 0 | 0 | 0 | 0 | AEA PH Assessment
P98 | 331730 | 169 | Alaska Village Electric Cooperative | Wales | Wales_grid | Bering Straits | 0.495 | 0 | 0.495 | 0 | 0 | 0 | 0 | 0 | AEA PH Assessment
P61 | 331480 | 169 | Alaska Village Electric Cooperative | New Stuyahok | New Stuyahok_grid | Bristol Bay | 1.231 | 0 | 1.231 | 0 | 0 | 0 | 0 | 0 | EIA860
P75 | 331690 | 169 | Alaska Village Electric Cooperative | Togiak | Togiak_grid | Bristol Bay | 2.634 | 0 | 2.634 | 0 | 0 | 0 | 0 | 0 | EIA860 | Togiak; Twin Hills
P91 | 331540 | 169 | Alaska Village Electric Cooperative | Old Harbor | Old Harbor_grid | Kodiak | 1 | 0 | 1 | 0 | 0 | 0 | 0 | 0 | AEA PH Assessment
P45 | 331240 | 169 | Alaska Village Electric Cooperative | Alakanuk | Alakanuk_grid | Lower Yukon-Kuskokwim | 0.8 | 0 | 0.8 | 0 | 0 | 0 | 0 | 0 | EIA860
P49 | 331280 | 169 | Alaska Village Electric Cooperative | Chevak | Chevak_grid | Lower Yukon-Kuskokwim | 2.2 | 0 | 1.8 | 0 | 0.4 | 0 | 0 | 0 | EIA860
P80 | 331290 | 169 | Alaska Village Electric Cooperative | Eek | Eek_grid | Lower Yukon-Kuskokwim | 1.12 | 0 | 1.12 | 0 | 0 | 0 | 0 | 0 | AEA PH Assessment
P51 | 331310 | 169 | Alaska Village Electric Cooperative | Emmonak | Emmonak_grid | Lower Yukon-Kuskokwim | 3.6 | 0 | 3.2 | 0 | 0.4 | 0 | 0 | 0 | EIA860 | Emmonak; Alakanuk
P82 | 331330 | 169 | Alaska Village Electric Cooperative | Goodnews Bay | Goodnews Bay_grid | Lower Yukon-Kuskokwim | 0.642 | 0 | 0.642 | 0 | 0 | 0 | 0 | 0 | AEA PH Assessment
P53 | 331360 | 169 | Alaska Village Electric Cooperative | Hooper Bay | Hooper Bay_grid | Lower Yukon-Kuskokwim | 2.5 | 0 | 2.2 | 0 | 0.3 | 0 | 0 | 0 | EIA860
P54 | 331390 | 169 | Alaska Village Electric Cooperative | Kasigluk | Kasigluk_grid | Lower Yukon-Kuskokwim | 3.306 | 0 | 3.006 | 0 | 0.3 | 0 | 0 | 0 | EIA860 | Kasigluk; Nunapitchuk
P59 | 331440 | 169 | Alaska Village Electric Cooperative | Marshall | Marshall_grid | Lower Yukon-Kuskokwim | 1.15 | 0 | 1.15 | 0 | 0 | 0 | 0 | 0 | AEA PH Assessment
P87 | 331450 | 169 | Alaska Village Electric Cooperative | Mekoryuk | Mekoryuk_grid | Lower Yukon-Kuskokwim | 0.903 | 0 | 0.703 | 0 | 0.2 | 0 | 0 | 0 | AEA PH Assessment
P60 | 331470 | 169 | Alaska Village Electric Cooperative | Mountain Village | Saint Mary's_grid | Lower Yukon-Kuskokwim | 2.3 | 0 | 2.3 | 0 | 0 | 0 | 0 | 0 | EIA860 | Saint Mary's, Andreafsky; Pitkas Point; Mountain Village
P89 | 331490 | 169 | Alaska Village Electric Cooperative | Nightmute | Toksook Bay_grid | Lower Yukon-Kuskokwim | 0.325 | 0 | 0.325 | 0 | 0 | 0 | 0 | 0 | AEA PH Assessment | Tooksook Bay; Tununak; Nightmute
P64 | 331530 | 169 | Alaska Village Electric Cooperative | Nunapitchuk | Nunapitchuk_grid | Lower Yukon-Kuskokwim | 0.5 | 0 | 0.5 | 0 | 0 | 0 | 0 | 0 | EIA860 | Kasigluk; Nunapitchuk
P65 | 331550 | 169 | Alaska Village Electric Cooperative | Pilot Station | Pilot Station_grid | Lower Yukon-Kuskokwim | 1.501 | 0 | 1.501 | 0 | 0 | 0 | 0 | 0 | EIA860
P66 | 331570 | 169 | Alaska Village Electric Cooperative | Quinhagak | Quinhagak_grid | Lower Yukon-Kuskokwim | 1.58 | 0 | 1.28 | 0 | 0.3 | 0 | 0 | 0 | EIA860
P93 | 331580 | 169 | Alaska Village Electric Cooperative | Russian Mission | Russian Mission_grid | Lower Yukon-Kuskokwim | 0.904 | 0 | 0.904 | 0 | 0 | 0 | 0 | 0 | AEA PH Assessment
P69 | 331600 | 169 | Alaska Village Electric Cooperative | Scammon Bay | Scammon Bay_grid | Lower Yukon-Kuskokwim | 1.08 | 0 | 1.08 | 0 | 0 | 0 | 0 | 0 | AEA PH Assessment
P67 | 331660 | 169 | Alaska Village Electric Cooperative | Saint Mary's | Saint Mary's_grid | Lower Yukon-Kuskokwim | 3.18 | 0 | 2.28 | 0 | 0.9 | 0 | 0 | 0 | EIA860 | Saint Mary's, Andreafsky; Pitkas Point; Mountain Village
P76 | 331700 | 169 | Alaska Village Electric Cooperative | Toksook Bay | Toksook Bay_grid | Lower Yukon-Kuskokwim | 2.106 | 0 | 2.006 | 0 | 0.1 | 0 | 0 | 0 | EIA860 | Tooksook Bay; Tununak; Nightmute
P97 | 331710 | 169 | Alaska Village Electric Cooperative | Tununak | Toksook Bay_grid | Lower Yukon-Kuskokwim | 0.325 | 0 | 0.325 | 0 | 0 | 0 | 0 | 0 | AEA PH Assessment
P77 | 331720 | 169 | Alaska Village Electric Cooperative | Upper Kalskag | Upper Kalskag_grid | Lower Yukon-Kuskokwim | 1.1 | 0 | 1.1 | 0 | 0 | 0 | 0 | 0 | EIA860 | Receives power from (Upper) Kalskag via intertie. Refer to (Upper) Kalskag for fuel use and cost data.Kalskag; Lower Kalskag
P47 | 331800 | 169 | Alaska Village Electric Cooperative | Bethel | Bethel_grid | Lower Yukon-Kuskokwim | 13.5 | 0 | 12.6 | 0 | 0.9 | 0 | 0 | 0 | EIA860 | Bethel, Oscarville; Napakiak
P57 | 332120 | 169 | Alaska Village Electric Cooperative | Kotlik | Kotlik_grid | Lower Yukon-Kuskokwim | 1.39 | 0 | 1.39 | 0 | 0 | 0 | 0 | 0 | AEA PH Assessment
P46 | 331250 | 169 | Alaska Village Electric Cooperative | Ambler | Ambler_grid | Northwest Arctic | 1.1 | 0 | 1.1 | 0 | 0 | 0 | 0 | 0 | EIA860
P55 | 331400 | 169 | Alaska Village Electric Cooperative | Kiana | Kiana_grid | Northwest Arctic | 1.2 | 0 | 1.2 | 0 | 0 | 0 | 0 | 0 | EIA860
P56 | 331410 | 169 | Alaska Village Electric Cooperative | Kivalina | Kivalina_grid | Northwest Arctic | 1.1 | 0 | 1.1 | 0 | 0 | 0 | 0 | 0 | EIA860
P62 | 331500 | 169 | Alaska Village Electric Cooperative | Noatak | Noatak_grid | Northwest Arctic | 1.252 | 0 | 1.252 | 0 | 0 | 0 | 0 | 0 | EIA860
P63 | 331510 | 169 | Alaska Village Electric Cooperative | Noorvik | Noorvik_grid | Northwest Arctic | 1.649 | 0 | 1.626 | 0 | 0 | 0.023 | 0 | 0 | EIA860
P70 | 331610 | 169 | Alaska Village Electric Cooperative | Selawik | Selawik_grid | Northwest Arctic | 2.51 | 0 | 2.25 | 0 | 0.26 | 0 | 0 | 0 | EIA860
P72 | 331650 | 169 | Alaska Village Electric Cooperative | Shungnak | Shungnak_grid | Northwest Arctic | 1.959 | 0 | 1.5 | 0 | 0 | 0.224 | 0.235 | 0 | NWAB | Shungnak; Kobuk
P81 | 331950 | 169 | Alaska Village Electric Cooperative | Ekwok | Ekwok_grid | Southeast | 0.32 | 0 | 0.32 | 0 | 0 | 0 | 0 | 0 | AEA PH Assessment
P78 | 332900 | 169 | Alaska Village Electric Cooperative | Yakutat | Yakutat_grid | Southeast | 4.17 | 0 | 4.17 | 0 | 0 | 0 | 0 | 0 | EIA860
P79 | 331260 | 169 | Alaska Village Electric Cooperative | Anvik | Anvik_grid | Yukon-Koyukuk/Upper Tanana | 0.44 | 0 | 0.44 | 0 | 0 | 0 | 0 | 0 | AEA PH Assessment
P83 | 331340 | 169 | Alaska Village Electric Cooperative | Grayling | Grayling_grid | Yukon-Koyukuk/Upper Tanana | 0.373 | 0 | 0.373 | 0 | 0 | 0 | 0 | 0 | AEA PH Assessment
P84 | 331350 | 169 | Alaska Village Electric Cooperative | Holy Cross | Holy Cross_grid | Yukon-Koyukuk/Upper Tanana | 0.64 | 0 | 0.64 | 0 | 0 | 0 | 0 | 0 | AEA PH Assessment
P85 | 331370 | 169 | Alaska Village Electric Cooperative | Huslia | Huslia_grid | Yukon-Koyukuk/Upper Tanana | 0.796 | 0 | 0.796 | 0 | 0 | 0 | 0 | 0 | AEA PH Assessment
P86 | 331380 | 169 | Alaska Village Electric Cooperative | Kaltag | Kaltag_grid | Yukon-Koyukuk/Upper Tanana | 0.7826 | 0 | 0.773 | 0 | 0 | 0.0096 | 0 | 0 | AEA PH Assessment
P88 | 331460 | 169 | Alaska Village Electric Cooperative | Minto | Minto_grid | Yukon-Koyukuk/Upper Tanana | 0.708 | 0 | 0.708 | 0 | 0 | 0 | 0 | 0 | AEA PH Assessment
P90 | 331520 | 169 | Alaska Village Electric Cooperative | Nulato | Nulato_grid | Yukon-Koyukuk/Upper Tanana | 1.002 | 0 | 1.002 | 0 | 0 | 0 | 0 | 0 | AEA PH Assessment
P94 | 331620 | 169 | Alaska Village Electric Cooperative | Shageluk | Shageluk_grid | Yukon-Koyukuk/Upper Tanana | 0.395 | 0 | 0.395 | 0 | 0 | 0 | 0 | 0 | AEA PH Assessment
P110 | (blank) | 214 | Barrow Utilities & Electric Cooperative Inc. | Barrow | Utqiagvik_grid | North Slope | 20.3 | 17.3 | 3 | 0 | 0 | 0 | 0 | 0 | EIA860
P163 | 332650 | 240 | Inside Passage Electric | Angoon | Angoon_grid | Southeast | 1.5 | 0 | 1.5 | 0 | 0 | 0 | 0 | 0 | EIA860
P166 | 332660 | 240 | Inside Passage Electric | Chilkat Valley | UpperLynnCanal_grid | Southeast | 0.55 | 0 | 0 | 0.55 | 0 | 0 | 0 | 0 | AEA | Part of the Alaska Power Company's grid in the Upper Lynn Canal service area.Haines, Covenant Life; Klukwan; Chilkat Valley; Skagway
P164 | 332670 | 240 | Inside Passage Electric | Hoonah | Hoonah_grid | Southeast | 2.45 | 0 | 2 | 0.45 | 0 | 0 | 0 | 0 | 0
P165 | 332680 | 240 | Inside Passage Electric | Kake | Kake_grid | Southeast | 3.6 | 0 | 3.1 | 0.5 | 0 | 0 | 0 | 0 | 0
P261 | 332740 | 242 | Umnak Power Company | Nikolski | Nikolski_grid | Aleutians | 0.065 | 0 | 0 | 0 | 0.065 | 0 | 0 | 0 | AEA
P216 | 332350 | 254 | North Slope Borough Power & Light | Anaktuvuk Pass | Anaktuvuk Pass_grid | North Slope | 2.7 | 0 | 2.7 | 0 | 0 | 0 | 0 | 0 | EIA860
P217 | 332360 | 254 | North Slope Borough Power & Light | Atqasuk | Atqasuk_grid | North Slope | 3.2 | 0 | 3.2 | 0 | 0 | 0 | 0 | 0 | EIA860
P218 | 332370 | 254 | North Slope Borough Power & Light | Kaktovik | Kaktovik_grid | North Slope | 2.6 | 0 | 2.6 | 0 | 0 | 0 | 0 | 0 | EIA860
P219 | 332380 | 254 | North Slope Borough Power & Light | Nuiqsut | Nuiqsut_grid | North Slope | 4.4 | 0 | 4.4 | 0 | 0 | 0 | 0 | 0 | EIA860
P220 | 332390 | 254 | North Slope Borough Power & Light | Point Hope | Point Hope_grid | North Slope | 3.1 | 0 | 3.1 | 0 | 0 | 0 | 0 | 0 | EIA860
P221 | 332400 | 254 | North Slope Borough Power & Light | Point Lay | Point Lay_grid | North Slope | 2.4 | 0 | 2.4 | 0 | 0 | 0 | 0 | 0 | EIA860
P222 | 332410 | 254 | North Slope Borough Power & Light | Wainwright | Wainwright_grid | North Slope | 3 | 0 | 3 | 0 | 0 | 0 | 0 | 0 | EIA860
P124 | 331900 | 256 | Circle Electric Utility | Circle | Circle_grid | Yukon-Koyukuk/Upper Tanana | 0.29 | 0 | 0.29 | 0 | 0 | 0 | 0 | 0 | AEA PH Assessment
P144 | 331990 | 274 | Galena, City of | Galena Electric Utility | Galena_grid | Yukon-Koyukuk/Upper Tanana | 3.9 | 0 | 3.9 | 0 | 0 | 0 | 0 | 0 | EIA860
P162 | 332050 | 280 | I-N-N Electric Coop, Inc | Newhalen | Newhalen_grid | Bristol Bay | 1.7 | 0 | 0.9 | 0.8 | 0 | 0 | 0 | 0 | EIA860 | Iliamna, Newhalen, Nondalton
P191 | 332150 | 281 | Kwethluk Incorporated d/b/a Kuiggluum Kallugvia | Kwethluk | Kwethluk_grid | Lower Yukon-Kuskokwim | 1.1 | 0 | 1.1 | 0 | 0 | 0 | 0 | 0 | AEA PH Assessment
P177 | 332070 | 289 | King Cove, City of | King Cove | King Cove_grid | Aleutians | 3 | 0 | 1.8 | 1.2 | 0 | 0 | 0 | 0 | AEA
P107 | 331750 | 291 | Atka, City of | Atka | Atka_grid | Aleutians | 0.541 | 0 | 0.257 | 0.284 | 0 | 0 | 0 | 0 | AEA
P5 | 331040 | 293 | Akutan, City of | Akutan | Akutan_grid | Aleutians | 0.505 | 0 | 0.4 | 0.105 | 0 | 0 | 0 | 0 | AEA
P118 | 331860 | 297 | Chignik, City of | Chignik Bay | Chignik_grid | Bristol Bay | 0.635 | 0 | 0.575 | 0.06 | 0 | 0 | 0 | 0 | AEA
P208 | 332290 | 319 | Napakiak Ircinraq | Napakiak | Bethel_grid | Lower Yukon-Kuskokwim | 0.25 | 0 | 0.25 | 0 | 0 | 0 | 0 | 0 | AEA PH Assessment | Bethel, Oscarville; Napakiak
P139 | 331940 | 320 | Egegik Light & Power Co | Egegik | Egegik_grid | Bristol Bay | 1 | 0 | 1 | 0 | 0 | 0 | 0 | 0 | AEA PH Assessment
P196 | 332210 | 321 | Manokotak Power Company | Manokotak | Manokotak_grid | Bristol Bay | 0.6 | 0 | 0.6 | 0 | 0 | 0 | 0 | 0 | AEA PH Assessment
P194 | 332180 | 330 | Levelock Electrical Coop | Levelock | Levelock_grid | Bristol Bay | 0.234 | 0 | 0.234 | 0 | 0 | 0 | 0 | 0 | AEA PH Assessment
P160 | 332030 | 332 | Hughes Power & Light | Hughes | Hughes_grid | Yukon-Koyukuk/Upper Tanana | 0.748 | 0 | 0.378 | 0 | 0 | 0.12 | 0.25 | 0 | IES website
P108 | 331780 | 337 | Atmautluak Tribal Utilities | Atmautluak | Atmautluak_grid | Lower Yukon-Kuskokwim | 1.104 | 0 | 1.104 | 0 | 0 | 0 | 0 | 0 | AEA PH Assessment
P238 | 332560 | 339 | Saint Paul Municipal Electric | Saint Paul | Saint Paul_grid | Aleutians | 2.65 | 0 | 2.65 | 0 | 0 | 0 | 0 | 0 | AEA PH Assessment
P212 | 332320 | 340 | Nelson Lagoon Electrical Coop | Nelson Lagoon | Nelson Lagoon_grid | Aleutians | 0.15 | 0 | 0.15 | 0 | 0 | 0 | 0 | 0 | AEA PH Assessment
P145 | 331830 | 341 | Gold Country Energy | Central | Central_grid | Yukon-Koyukuk/Upper Tanana | 0.345 | 0 | 0.345 | 0 | 0 | 0 | 0 | 0 | AEA PH Assessment
P202 | 332230 | 343 | Middle Kuskokwim Electric | Chuathbaluk | Chuathbaluk_grid | Lower Yukon-Kuskokwim | 0.179 | 0 | 0.179 | 0 | 0 | 0 | 0 | 0 | AEA PH Assessment
P203 | 332240 | 343 | Middle Kuskokwim Electric | Crooked Creek | Crooked Creek_grid | Lower Yukon-Kuskokwim | 0.274 | 0 | 0.274 | 0 | 0 | 0 | 0 | 0 | AEA PH Assessment
P205 | 332260 | 343 | Middle Kuskokwim Electric | Sleetmute | Sleetmute_grid | Lower Yukon-Kuskokwim | 0.323 | 0 | 0.323 | 0 | 0 | 0 | 0 | 0 | AEA PH Assessment
P206 | 332270 | 343 | Middle Kuskokwim Electric | Stony River | Stony River_grid | Lower Yukon-Kuskokwim | 0.138 | 0 | 0.138 | 0 | 0 | 0 | 0 | 0 | AEA PH Assessment
P259 | 332720 | 344 | Tuntutuliak Community | Tuntutuliak | Tuntutuliak_grid | Lower Yukon-Kuskokwim | 2.465 | 0 | 1.695 | 0 | 0.475 | 0 | 0.295 | 0 | 0
P193 | 332170 | 353 | Larsen Bay Utility Company | Larsen Bay | Larsen Bay_grid | Kodiak | 0.475 | 0 | 0 | 0.475 | 0 | 0 | 0 | 0 | AEA
P225 | 332440 | 357 | Ouzinkie, City of | Ouzinkie | Ouzinkie_grid | Kodiak | 0.461 | 0 | 0.336 | 0.125 | 0 | 0 | 0 | 0 | AEA
P125 | 331910 | 360 | Clark's Point, City of | Clark's Point | Clark's Point_grid | Bristol Bay | 0.3498 | 0 | 0.3498 | 0 | 0 | 0 | 0 | 0 | AEA PH Assessment
P256 | 332630 | 363 | Tenakee Springs, City of | Tenakee Springs | Tenakee Springs_grid | Southeast | 0.42 | 0 | 0.24 | 0.18 | 0 | 0 | 0 | 0 | AEA
P236 | 332530 | 364 | Ruby, City of | Ruby | Ruby_grid | Yukon-Koyukuk/Upper Tanana | 0.527 | 0 | 0.527 | 0 | 0 | 0 | 0 | 0 | AEA PH Assessment
P210 | 332310 | 365 | Naterkaq Light Plant (City of Chefornak) | Chefornak | Chefornak_grid | Lower Yukon-Kuskokwim | 1.206 | 0 | 0.921 | 0 | 0.285 | 0 | 0 | 0 | AEA PH Assessment
P119 | 331890 | 368 | Chitina Electric Inc | Chitina | Chitina_grid | Copper River/Chugach | 0.351 | 0 | 0.351 | 0 | 0 | 0 | 0 | 0 | AEA PH Assessment
P169 | 332060 | 369 | Ipnatchiaq Electric Company | Deering | Deering_grid | Northwest Arctic | 0.7955 | 0 | 0.37 | 0 | 0.1 | 0.0485 | 0.277 | 0 | DOE
P153 | 332000 | 373 | Golovin Power Utilities | Golovin | Golovin_grid | Bering Straits | 0.69 | 0 | 0.69 | 0 | 0 | 0 | 0 | 0 | AEA PH Assessment
P265 | 332870 | 375 | Ungusraq Power Company | Newtok | Newtok_grid | Lower Yukon-Kuskokwim | 0.379 | 0 | 0.379 | 0 | 0 | 0 | 0 | 0 | AEA PH Assessment
P192 | 332160 | 376 | Kwigillingok Power Company | Kwigillingok | Kwigillingok_grid | Lower Yukon-Kuskokwim | 1.798 | 0 | 1.028 | 0 | 0.475 | 0 | 0.295 | 0 | 0
P135 | 331930 | 383 | Diomede Joint Utilities | Diomede | Diomede_grid | Bering Straits | 0.508 | 0 | 0.508 | 0 | 0 | 0 | 0 | 0 | AEA PH Assessment
P247 | 332580 | 394 | Takotna Community Assoc Inc | Takotna | Takotna_grid | Yukon-Koyukuk/Upper Tanana | 0.167 | 0 | 0.167 | 0 | 0 | 0 | 0 | 0 | AEA PH Assessment
P233 | 332510 | 395 | Puvurnaq Power Company | Kongiganak | Kongiganak_grid | Lower Yukon-Kuskokwim | 2.62 | 0 | 1.85 | 0 | 0.475 | 0 | 0.295 | 0 | 0
P232 | 332500 | 399 | Port Heiden Utilities | Port Heiden | Port Heiden_grid | Bristol Bay | 0.702 | 0 | 0.702 | 0 | 0 | 0 | 0 | 0 | AEA PH Assessment
P179 | 332090 | 407 | Kobuk Valley Electric Company | Kobuk | Shungnak_grid | Northwest Arctic | 0.18 | 0 | 0.18 | 0 | 0 | 0 | 0 | 0 | AEA PH Assessment | Shungnak; Kobuk
P223 | 332420 | 408 | Nunam Iqua Electric Company | Nunam Iqua | Nunam Iqua_grid | Lower Yukon-Kuskokwim | 1.68 | 0 | 1.68 | 0 | 0 | 0 | 0 | 0 | AEA PH Assessment
P272 | 332890 | 409 | White Mountain, City of | White Mountain | WhiteMountain_grid | Bering Straits | 0.382 | 0 | 0.382 | 0 | 0 | 0 | 0 | 0 | AEA PH Assessment
P237 | 332550 | 410 | Saint George, City of | Saint George | Saint George_grid | Aleutians | 0.925 | 0 | 0.83 | 0 | 0.095 | 0 | 0 | 0 | AEA PH Assessment
P3 | 331020 | 412 | Akiachak Native Community | Akiachak | Akiachak_grid | Lower Yukon-Kuskokwim | 1.5 | 0 | 1.5 | 0 | 0 | 0 | 0 | 0 | AEA PH Assessment
P214 | 332330 | 416 | Nikolai, City of | Nikolai | Nikolai_grid | Yukon-Koyukuk/Upper Tanana | 0.2 | 0 | 0.2 | 0 | 0 | 0 | 0 | 0 | AEA PH Assessment
P111 | 331790 | 420 | Beaver Joint Utilities | Beaver | Beaver_grid | Yukon-Koyukuk/Upper Tanana | 0.32 | 0 | 0.32 | 0 | 0 | 0 | 0 | 0 | AEA PH Assessment
P230 | 332480 | 425 | Pilot Point Electric Utility | Pilot Point | Pilot Point_grid | Bristol Bay | 0.497 | 0 | 0.297 | 0 | 0.2 | 0 | 0 | 0 | AEA PH Assessment
P113 | 331820 | 432 | Buckland, City of | Buckland | Buckland_grid | Northwest Arctic | 1.675 | 0 | 1.152 | 0 | 0.2 | 0.046 | 0.277 | 0 | AEA
P117 | 331880 | 437 | Chignik Lake Electric Utility | Chignik Lake | Chignik Lake_grid | Bristol Bay | 0.435 | 0 | 0.435 | 0 | 0 | 0 | 0 | 0 | AEA PH Assessment
P178 | 332080 | 446 | Kipnuk Light Plant | Kipnuk | Kipnuk_grid | Lower Yukon-Kuskokwim | 1.98 | 0 | 1.41 | 0 | 0.57 | 0 | 0 | 0 | AEA PH Assessment
P248 | 332590 | 447 | Tanalian Electric Cooperative | Port Alsworth | Port Alsworth_grid | Bristol Bay | 0.815 | 0 | 0.815 | 0 | 0 | 0 | 0 | 0 | AEA PH Assessment
P2 | 331010 | 449 | Akhiok, City of | Akhiok | Akhiok_grid | Kodiak | 0.34 | 0 | 0.34 | 0 | 0 | 0 | 0 | 0 | AEA PH Assessment
P267 | (blank) | 452 | University of Alaska | University of Alaska Fairbanks | Railbelt_grid | Railbelt | 39.6 | 30 | 9.6 | 0 | 0 | 0 | 0 | 0 | EIA860
P195 | 332190 | 570 | Lime Village Electric Utility | Lime Village | Lime Village_grid | Lower Yukon-Kuskokwim | 0.012 | 0 | 0 | 0 | 0 | 0.012 | 0 | 0 | AEA
P209 | 332300 | 625 | Napaskiak Electric Utility | Napaskiak | Napaskiak_grid | Lower Yukon-Kuskokwim | 0.567 | 0 | 0.567 | 0 | 0 | 0 | 0 | 0 | AEA PH Assessment
P4 | 331030 | 635 | Akiak City Council | Akiak | Akiak_grid | Lower Yukon-Kuskokwim | 0.92 | 0 | 0.92 | 0 | 0 | 0 | 0 | 0 | AEA PH Assessment
P116 | 331870 | 658 | Chignik Lagoon Power Utility | Chignik Lagoon | Chignik Lagoon_grid | Bristol Bay | 0.66 | 0 | 0.493 | 0.167 | 0 | 0 | 0 | 0 | AEA
P211 | 332470 | 659 | Native Village of Perryville | Perryville | Perryville_grid | Bristol Bay | 0.498 | 0 | 0.474 | 0 | 0.024 | 0 | 0 | 0 | AEA PH Assessment
P188 | 332100 | 660 | Kokhanok Village Council | Kokhanok | Kokhanok_grid | Bristol Bay | 0.772 | 0 | 0.582 | 0 | 0.19 | 0 | 0 | 0 | AEA PH Assessment
P213 | 332110 | 661 | New Koliganek Village Council | Koliganek | Koliganek_grid | Bristol Bay | 0.702 | 0 | 0.702 | 0 | 0 | 0 | 0 | 0 | AEA PH Assessment
P227 | 332450 | 662 | Pedro Bay Village Council | Pedro Bay | Pedro Bay_grid | Bristol Bay | 0.219 | 0 | 0.219 | 0 | 0 | 0 | 0 | 0 | AEA PH Assessment
P270 | 332880 | 663 | Venetie Village Electric | Venetie | Venetie_grid | Yukon-Koyukuk/Upper Tanana | 0.495 | 0 | 0.495 | 0 | 0 | 0 | 0 | 0 | AEA PH Assessment
P258 | 332710 | 664 | Tuluksak Traditional | Tuluksak | Tuluksak_grid | Lower Yukon-Kuskokwim | 0.45 | 0 | 0.45 | 0 | 0 | 0 | 0 | 0 | AEA PH Assessment
P161 | 332040 | 681 | Igiugig Electric Company | Igiugig | Igiugig_grid | Bristol Bay | 0.361 | 0 | 0.201 | 0 | 0 | 0 | 0.125 | 0 | DOE
P114 | 331840 | 682 | Chalkyitsik Village Council | Chalkyitsik | Chalkyitsik_grid | Yukon-Koyukuk/Upper Tanana | 0.327 | 0 | 0.327 | 0 | 0 | 0 | 0 | 0 | AEA PH Assessment
P100 | 331740 | 683 | Alutiiq Power Company | Karluk | Karluk_grid | Kodiak | 0.2 | 0 | 0.2 | 0 | 0 | 0 | 0 | 0 | AEA PH Assessment
P115 | 331850 | 686 | Chenega Ira Council | Chenega Bay | Chenega_grid | Copper River/Chugach | 0.487 | 0 | 0.487 | 0 | 0 | 0 | 0 | 0 | AEA PH Assessment
P190 | 332140 | 687 | Koyukuk, City of | Koyukuk | Koyukuk_grid | Yukon-Koyukuk/Upper Tanana | 0.138 | 0 | 0.138 | 0 | 0 | 0 | 0 | 0 | AEA PH Assessment
P246 | 332570 | 709 | Stevens Village Ira Council | Stevens Village | Stevens Village_grid | Yukon-Koyukuk/Upper Tanana | 0.29 | 0 | 0.29 | 0 | 0 | 0 | 0 | 0 | AEA PH Assessment
P260 | 332730 | 729 | Twin Hills Village Council | Twin Hills | Twin Hills_grid | Bristol Bay | 0.341 | 0 | 0.341 | 0 | 0 | 0 | 0 | 0 | AEA PH Assessment
P262 | 332850 | 741 | Unalakleet Valley Electric Cooperative | Unalakleet | Unalakleet_grid | Bering Straits | 2.5 | 0 | 1.9 | 0 | 0.6 | 0 | 0 | 0 | EIA860
P106 | 331770 | 747 | Arctic Village Electric Company | Arctic Village | Arctic Village_grid | Yukon-Koyukuk/Upper Tanana | 0.395 | 0 | 0.395 | 0 | 0 | 0 | 0 | 0 | AEA PH Assessment
P252 | 332540 | 749 | TDX Corporation | Sand Point | Sand Point_grid | Aleutians | 3.88 | 0 | 2.88 | 0 | 1 | 0 | 0 | 0 | AEA PH Assessment
P297 | (blank) | 749 | TDX Corporation | TDX Saint Paul Wind | Saint Paul_grid | Aleutians | 0.225 | 0 | 0 | 0 | 0.225 | 0 | 0 | 0 | 0 | Provides power to the City of Saint Paul
P234 | 332520 | 759 | Rampart Village Council | Rampart | Rampart_grid | Yukon-Koyukuk/Upper Tanana | 0.26 | 0 | 0.26 | 0 | 0 | 0 | 0 | 0 | AEA PH Assessment
P293 | (blank) | 760 | Haida Energy, Inc. | Hiilangaay Hydro | Prince of Wales Is._grid | Southeast | 5 | 0 | 0 | 5 | 0 | 0 | 0 | 0 | EIA860 | Craig; Klawock; Thorne Bay, Kasaan; Hollis; Hydaburg; Coffman Cove; Naukati Bay
P254 | (blank) | 227 | TDX North Slope Generating Company | TNSG North Plant | Deadhorse_grid | North Slope | 25.7 | 25.4 | 0.3 | 0 | 0 | 0 | 0 | 0 | EIA860
P255 | (blank) | 227 | TDX North Slope Generating Company | TNSG South Plant | Deadhorse_grid | North Slope | 7.8 | 0 | 7.8 | 0 | 0 | 0 | 0 | 0 | EIA860
P109 | (blank) | 520 | Aurora Energy LLC Chena | Aurora Energy LLC Chena | Railbelt_grid | Railbelt | 27.5 | 27.5 | 0 | 0 | 0 | 0 | 0 | 0 | EIA860 | Provides power to GVEA
P136 | (blank) | 720 | Doyon Utilities Fort Greely | Fort Greely Power Plant | Railbelt_grid | Railbelt | 7.4 | 0 | 7.4 | 0 | 0 | 0 | 0 | 0 | EIA860
P137 | (blank) | 726 | Doyon Utilities Fort Wainwright | Utility Plants Section | Railbelt_grid | Railbelt | 20 | 20 | 0 | 0 | 0 | 0 | 0 | 0 | EIA860
P138 | (blank) | 724 | Doyon Utilities LLC | JBER Landfill Gas Power Plant | Railbelt_grid | Railbelt | 11.5 | 0 | 11.5 | 0 | 0 | 0 | 0 | 0 | EIA860 | Provides power to JBER/CEA
P14 | (blank) | 742 | Alaska Environmental Power LLC | Delta Wind Farm | Railbelt_grid | Railbelt | 1.9 | 0 | 0 | 0 | 1.9 | 0 | 0 | 0 | EIA860 | In addition to Fairbanks, the GVEA service area includes 25 other communities.
P159 | (blank) | 345 | Alaska Electric G & T Coop Inc | Soldotna | Railbelt_grid | Railbelt | 96.5 | 50 | 0 | 0 | 0 | 0 | 46.5 | 0 | EIA-860
P197 | (blank) | 18 | Matanuska Electric Association | Eklutna Generation Station | Railbelt_grid | Railbelt | 171 | 0 | 171 | 0 | 0 | 0 | 0 | 0 | EIA860
P239 | (blank) | 108 | Seward, City of | Seward | Railbelt_grid | Railbelt | 15.6 | 0 | 15.6 | 0 | 0 | 0 | 0 | 0 | EIA860 | The City of Seward service area includes the communities of Crown Point, Primrose, Bear Creek and Lowell Point.
P257 | (blank) | (blank) | Tesoro Alaska Company | Tesoro Kenai Cogeneration Plant | Railbelt_grid | Railbelt | 8.6 | 8.6 | 0 | 0 | 0 | 0 | 0 | 0 | EIA860
P268 | (blank) | (blank) | US Air Force Eielson AFB | Eielson AFB Central Heat & Power Plant | Railbelt_grid | Railbelt | 31 | 25 | 6 | 0 | 0 | 0 | 0 | 0 | EIA860
P298 | (blank) | (blank) | Juniper Creek Hydroetlectric | Juniper Creek Hydroelectric Project | Railbelt_grid | Railbelt | 0.3 | 0 | 0 | 0.3 | 0 | 0 | 0 | 0 | ADN
P275 | (blank) | (blank) | 0 | Marathon Hydro | Railbelt_grid | Railbelt | 0.16 | 0 | 0 | 0.16 | 0 | 0 | 0 | 0 | AEA
P229 | (blank) | 212 | Petersburg, City of | Blind Slough | SEAPA_grid | Southeast | 14.5 | 0 | 12.9 | 1.6 | 0 | 0 | 0 | 0 | EIA860
P278 |  | #N/A | Inside Passage Elec Coop, Inc | Klawock | Prince of Wales Is._grid | #N/A | 0 | 0 | 0 | 0 | 0 | 0 | 0 | 0 | EIA860
P112 | #N/A | #N/A | Birch Creek Electric Company | Birch Creek | Birch Creek_grid | #N/A | 0 | 0 | 0 | 0 | 0 | 0 | 0 | 0 | #N/A
P140 | #N/A | #N/A | Elfin Cove Utility Commission | Elfin Cove | Elfin Cove_grid | #N/A | 0 | 0 | 0 | 0 | 0 | 0 | 0 | 0 | #N/A
P141 | #N/A | #N/A | False Pass, City of | False Pass | False Pass_grid | #N/A | 0 | 0 | 0 | 0 | 0 | 0 | 0 | 0 | #N/A
P143 | #N/A | #N/A | G & K Inc | Cold Bay | Cold Bay_grid | #N/A | 0 | 0 | 0 | 0 | 0 | 0 | 0 | 0 | #N/A
P204 | #N/A | #N/A | Middle Kuskokwim Electric | Red Devil | Red Devil_grid | #N/A | 0 | 0 | 0 | 0 | 0 | 0 | 0 | 0 | #N/A
P250 | #N/A | #N/A | Tatitlek Village Ira Council | Tatitlek | Tatitlek_grid | #N/A | 0 | 0 | 0 | 0 | 0 | 0 | 0 | 0 | #N/A
P251 | #N/A | #N/A | TDX Adak Generating LLC | Adak | Adak_grid | #N/A | 0 | 0 | 0 | 0 | 0 | 0 | 0 | 0 | #N/A
P30 | #N/A | #N/A | Alaska Power & Telephone Company | Allakaket | Allakaket_grid | #N/A | 0 | 0 | 0 | 0 | 0 | 0 | 0 | 0 | #N/A
P32 | #N/A | #N/A | Alaska Power & Telephone Company | Chistochina | Slana_grid | #N/A | 0 | 0 | 0 | 0 | 0 | 0 | 0 | 0 | #N/A
P276 | (blank) | (blank) | 0 | McRoberts Creek | 0 | #N/A | 0.125 | 0 | 0 | 0.125 | 0 | 0 | 0 | 0 | AEA | In addition to Wasilla, the MEA service area includes 28 other communities.
P266 | (blank) | (blank) | Unisea Inc | Unisea G 2 | Unalaska_grid | Aleutians | 17.5 | 0 | 17.5 | 0 | 0 | 0 | 0 | 0 | EIA860
P271 | (blank) | (blank) | Westward Seafoods Inc | Westward Seafoods | Unalaska_grid | Aleutians | 6.6 | 0 | 6.6 | 0 | 0 | 0 | 0 | 0 | EIA860
P231 | 332490 | 0 | Platinum, City of | Platinum | Platinum_grid | Lower Yukon-Kuskokwim | 0.12 | 0 | 0.12 | 0 | 0 | 0 | 0 | 0 | AEA PH Assessment
P142 | (blank) | (blank) | Fire Island Wind LLC | Fire Island Wind | Railbelt_grid | Railbelt | 18 | 0 | 0 | 0 | 18 | 0 | 0 | 0 | EIA860 | Provides power to CEA
P156 | (blank) | (blank) | Alaska Energy Authority | Bradley Lake | Railbelt_grid | Railbelt | 126 | 0 | 0 | 126 | 0 | 0 | 0 | 0 | EIA860 | Provides power to all Railbelt utilities
P235 | (blank) | (blank) | Renewable IPP | Willow Solar | Railbelt_grid | Railbelt | 1.34 | 0 | 0 | 0 | 0 | 1.34 | 0 | 0 | AEA
P243 | (blank) | (blank) | South Fork Hydro, LLC | South Fork Hydro (Eagle River) | Railbelt_grid | Railbelt | 1.2 | 0 | 0 | 1.2 | 0 | 0 | 0 | 0 | AEA
P1 | (blank) | (blank) | Agrium US Inc | Agrium Kenai Nitrogen Operations | Railbelt_grid | Railbelt | 12.5 | 12.5 | 0 | 0 | 0 | 0 | 0 | 0 | EIA860
P199 | (blank) | (blank) | Metlakatla Power & Light | Centennial | Metlakatla_grid | Southeast | 4.3 | 0 | 3.3 | 0 | 0 | 0 | 1 | 0 | AEA
P200 | (blank) | (blank) | Metlakatla Power & Light | Chester Lake | Metlakatla_grid | Southeast | 1.3 | 0 | 0 | 1.3 | 0 | 0 | 0 | 0 | EIA860
P201 | (blank) | (blank) | Metlakatla Power & Light | Purple Lake | Metlakatla_grid | Southeast | 3.9 | 0 | 0 | 3.9 | 0 | 0 | 0 | 0 | EIA860
P244 | (blank) | (blank) | Southeast Alaska Power Agency | Tyee Lake Hydroelectric Facility | SEAPA_grid | Southeast | 22.6 | 0 | 0 | 22.6 | 0 | 0 | 0 | 0 | EIA860

## Infrastructure Pivot
Plant ID | PCE ID | Utility Name | Plant Name | Community Name | Intertie | AEA Energy Region | Total Capacity | [7 empty] | Source | Notes
[7 empty] | Batteries |  | Fossil Fuel Turbines | Fossil Fuel Turbines | Flywheels | Fossil Fuel Turbines |  | Hydroelectric | Internal Combustion | Solar PV | Fossil Fuel Turbines | Wind Turbine
Sum of Nameplate Capacity (MW) | [7 empty] | Column Labels
Row Labels | PCE ID | RCA CPCN | Utility Name | Plant Name | Intertie name | Energy Region | Status | BA | BT | CA | CT | FW | GT | HA | HY | IC | PV | ST | WT | (blank) | Grand Total
P1 | (blank) | (blank) | Agrium US Inc | Agrium Kenai Nitrogen Operations | Railbelt_grid | Railbelt | OS | [5 empty] | 12.5 | [7 empty] | 12.5
P10 | (blank) | 1 | Alaska Electric Light & Power Company | Lake Dorothy Hydroelectric Project | Juneau_grid | Southeast | OP | [7 empty] | 14.3 | [5 empty] | 14.3 | #N/A | 7
P100 | 331740 | 683 | Alutiiq Power Company | Karluk | Karluk_grid | Kodiak | OP | [8 empty] | 0.2 |  |  |  |  | 0.2 | #N/A | 8
P101 | (blank) | 8 | Chugach Electric Assn Inc | Anchorage 1 | Railbelt_grid | Railbelt | OP | [5 empty] | 48.9 |  |  | 2 |  |  |  |  | 50.9 | #N/A | 9
P101 | (blank) | 8 | Chugach Electric Assn Inc | Anchorage 1 | Railbelt_grid | Railbelt | OS | [5 empty] | 27 | [7 empty] | 27 | #N/A | 10
P102 | (blank) | 8 | Chugach Electric Assn Inc | Eklutna Hydro Project | Railbelt_grid | Railbelt | OP | [7 empty] | 44.4 | [5 empty] | 44.4 | #N/A | 11
P103 | (blank) | 8 | Chugach Electric Assn Inc | George M Sullivan Generation Plant 2 | Railbelt_grid | Railbelt | OP |  |  | 30.9 | 120.8 |  | 102.6 | [7 empty] | 254.3 | #N/A | 12
P103 | (blank) | 8 | Chugach Electric Assn Inc | George M Sullivan Generation Plant 2 | Railbelt_grid | Railbelt | SB | [5 empty] | 92.6 | [7 empty] | 92.6 | #N/A | 13
P105 | 331760 | 5 | Aniak Light & Power | Aniak | Aniak_grid | Lower Yukon-Kuskokwim | OP | [8 empty] | 2.2 |  |  |  |  | 2.2 | #N/A | 14
P106 | 331770 | 747 | Arctic Village Electric Company | Arctic Village | Arctic Village_grid | Yukon-Koyukuk/Upper Tanana | OP | [8 empty] | 0.295 |  |  |  |  | 0.295 | #N/A | 15
P106 | 331770 | 747 | Arctic Village Electric Company | Arctic Village | Arctic Village_grid | Yukon-Koyukuk/Upper Tanana | OS | [8 empty] | 0.1 |  |  |  |  | 0.1 | #N/A | 16
P107 | 331750 | 291 | Atka, City of | Atka | Atka_grid | Aleutians | OP | [7 empty] | 0.284 | 0.22 |  |  |  |  | 0.504 | #N/A | 17
P107 | 331750 | 291 | Atka, City of | Atka | Atka_grid | Aleutians | OS | [8 empty] | 0.037 |  |  |  |  | 0.037 | #N/A | 18
P108 | 331780 | 337 | Atmautluak Tribal Utilities | Atmautluak | Atmautluak_grid | Lower Yukon-Kuskokwim | OP | [8 empty] | 1.104 |  |  |  |  | 1.104
P109 | (blank) | 520 | Aurora Energy LLC Chena | Aurora Energy LLC Chena | Railbelt_grid | Railbelt | OP | [10 empty] | 27.5 |  |  | 27.5
P11 | (blank) | 1 | Alaska Electric Light & Power Company | Lemon Creek | Juneau_grid | Southeast | SB | [5 empty] | 37.2 |  |  | 24.5 |  |  |  |  | 61.7
P110 | (blank) | 214 | Barrow Utilities & Electric Cooperative Inc. | Barrow | Utqiagvik_grid | North Slope | OP | [5 empty] | 17.3 | [7 empty] | 17.3
P110 | (blank) | 214 | Barrow Utilities & Electric Cooperative Inc. | Barrow | Utqiagvik_grid | North Slope | OS | [8 empty] | 3 |  |  |  |  | 3
P111 | 331790 | 420 | Beaver Joint Utilities | Beaver | Beaver_grid | Yukon-Koyukuk/Upper Tanana | OP | [8 empty] | 0.32 |  |  |  |  | 0.32
P113 | 331820 | 432 | Buckland, City of | Buckland | Buckland_grid | Northwest Arctic | OP | 0.277 | [7 empty] | 1.152 | 0.046 |  | 0.2 |  | 1.675
P114 | 331840 | 682 | Chalkyitsik Village Council | Chalkyitsik | Chalkyitsik_grid | Yukon-Koyukuk/Upper Tanana | OP | [8 empty] | 0.217 |  |  |  |  | 0.217
P114 | 331840 | 682 | Chalkyitsik Village Council | Chalkyitsik | Chalkyitsik_grid | Yukon-Koyukuk/Upper Tanana | OS | [8 empty] | 0.11 |  |  |  |  | 0.11
P115 | 331850 | 686 | Chenega Ira Council | Chenega Bay | Chenega_grid | Copper River/Chugach | OP | [8 empty] | 0.487 |  |  |  |  | 0.487
P116 | 331870 | 658 | Chignik Lagoon Power Utility | Chignik Lagoon | Chignik Lagoon_grid | Bristol Bay | OP | [7 empty] | 0.167 | 0.493 |  |  |  |  | 0.66
P117 | 331880 | 437 | Chignik Lake Electric Utility | Chignik Lake | Chignik Lake_grid | Bristol Bay | OP | [8 empty] | 0.175 |  |  |  |  | 0.175
P117 | 331880 | 437 | Chignik Lake Electric Utility | Chignik Lake | Chignik Lake_grid | Bristol Bay | OS | [8 empty] | 0.26 |  |  |  |  | 0.26
P118 | 331860 | 297 | Chignik, City of | Chignik Bay | Chignik_grid | Bristol Bay | OP | [7 empty] | 0.06 | 0.575 |  |  |  |  | 0.635
P119 | 331890 | 368 | Chitina Electric Inc | Chitina | Chitina_grid | Copper River/Chugach | OP | [8 empty] | 0.234 |  |  |  |  | 0.234
P119 | 331890 | 368 | Chitina Electric Inc | Chitina | Chitina_grid | Copper River/Chugach | OS | [8 empty] | 0.117 |  |  |  |  | 0.117
P12 | (blank) | 1 | Alaska Electric Light & Power Company | Salmon Creek 1 | Juneau_grid | Southeast | OP | [7 empty] | 8.5 | [5 empty] | 8.5
P120 | (blank) | 8 | Chugach Electric Assn Inc | Beluga | Railbelt_grid | Railbelt | OP | [5 empty] | 219.9 | [7 empty] | 219.9
P120 | (blank) | 8 | Chugach Electric Assn Inc | Beluga | Railbelt_grid | Railbelt | OS | [5 empty] | 92.5 | [7 empty] | 92.5
P121 | (blank) | 8 | Chugach Electric Assn Inc | Cooper Lake | Railbelt_grid | Railbelt | OP | [7 empty] | 19.4 | [5 empty] | 19.4
P122 | (blank) | 8 | Chugach Electric Assn Inc | International | Railbelt_grid | Railbelt | OS | [5 empty] | 15 | [7 empty] | 15
P123 | (blank) | 8 | Chugach Electric Assn Inc | Southcentral Power Project | Railbelt_grid | Railbelt | OP |  |  | 57.5 | 146.4 | [9 empty] | 203.9
P124 | 331900 | 256 | Circle Electric Utility | Circle | Circle_grid | Yukon-Koyukuk/Upper Tanana | OP | [8 empty] | 0.29 |  |  |  |  | 0.29
P125 | 331910 | 360 | Clark's Point, City of | Clark's Point | Clark's Point_grid | Bristol Bay | OP | [8 empty] | 0.3498 |  |  |  |  | 0.3498
P126 | (blank) | 10 | Copper Valley Elec Assn Inc | Allison Creek Hydro | CopperValley_grid | Copper River/Chugach | OP | [7 empty] | 6.5 | [5 empty] | 6.5
P127 | (blank) | 10 | Copper Valley Elec Assn Inc | Glennallen | CopperValley_grid | Copper River/Chugach | OP | [8 empty] | 9.2 |  |  |  |  | 9.2
P128 | (blank) | 10 | Copper Valley Elec Assn Inc | Solomon Gulch | CopperValley_grid | Copper River/Chugach | OP | [7 empty] | 12 | [5 empty] | 12
P129 | (blank) | 10 | Copper Valley Elec Assn Inc | Valdez | CopperValley_grid | Copper River/Chugach | OP | [8 empty] | 8.6 |  |  |  |  | 8.6
P13 | (blank) | 1 | Alaska Electric Light & Power Company | Snettisham | Juneau_grid | Southeast | OP | [7 empty] | 78.2 | [5 empty] | 78.2
P130 | (blank) | 10 | Copper Valley Elec Assn Inc | Valdez Cogen | CopperValley_grid | Copper River/Chugach | OP | [5 empty] | 5.3 | [7 empty] | 5.3
P131 | (blank) | 160 | Cordova Electric Cooperative | Eyak Service Center BESS | Cordova_grid | Copper River/Chugach | OP | 1 | [12 empty] | 1
P132 | (blank) | 160 | Cordova Electric Cooperative | Humpback Creek | Cordova_grid | Copper River/Chugach | OP | [7 empty] | 1.2 | [5 empty] | 1.2
P133 | (blank) | 160 | Cordova Electric Cooperative | Orca | Cordova_grid | Copper River/Chugach | OP | [8 empty] | 10.7 |  |  |  |  | 10.7
P134 | (blank) | 160 | Cordova Electric Cooperative | Power Creek | Cordova_grid | Copper River/Chugach | OP | [7 empty] | 6 | [5 empty] | 6
P135 | 331930 | 383 | Diomede Joint Utilities | Diomede | Diomede_grid | Bering Straits | OP | [8 empty] | 0.179 |  |  |  |  | 0.179
P135 | 331930 | 383 | Diomede Joint Utilities | Diomede | Diomede_grid | Bering Straits | OS | [8 empty] | 0.329 |  |  |  |  | 0.329
P136 | (blank) | 720 | Doyon Utilities Fort Greely | Fort Greely Power Plant | Railbelt_grid | Railbelt | SB | [8 empty] | 7.4 |  |  |  |  | 7.4
P137 | (blank) | 726 | Doyon Utilities Fort Wainwright | Utility Plants Section | Railbelt_grid | Railbelt | OP | [10 empty] | 20 |  |  | 20
P138 | (blank) | 724 | Doyon Utilities LLC | JBER Landfill Gas Power Plant | Railbelt_grid | Railbelt | OP | [8 empty] | 11.5 |  |  |  |  | 11.5
P139 | 331940 | 320 | Egegik Light & Power Co | Egegik | Egegik_grid | Bristol Bay | OP | [8 empty] | 1 |  |  |  |  | 1
P14 | (blank) | 742 | Alaska Environmental Power LLC | Delta Wind Farm | Railbelt_grid | Railbelt | OP | [11 empty] | 1.9 |  | 1.9
P142 | (blank) | (blank) | Fire Island Wind LLC | Fire Island Wind | Railbelt_grid | Railbelt | OP | [11 empty] | 18 |  | 18
P144 | 331990 | 274 | Galena, City of | Galena Electric Utility | Galena_grid | Yukon-Koyukuk/Upper Tanana | OP | [8 empty] | 3.9 |  |  |  |  | 3.9
P145 | 331830 | 341 | Gold Country Energy | Central | Central_grid | Yukon-Koyukuk/Upper Tanana | OP | [8 empty] | 0.345 |  |  |  |  | 0.345
P146 | (blank) | 13 | Golden Valley Elec Assn Inc | Battery Energy Storage System | Railbelt_grid | Railbelt | OP | 40 | [12 empty] | 40
P147 | (blank) | 13 | Golden Valley Elec Assn Inc | Delta Power | Railbelt_grid | Railbelt | SB | [5 empty] | 23.1 | [7 empty] | 23.1
P148 | (blank) | 13 | Golden Valley Elec Assn Inc | Eva Creek Wind | Railbelt_grid | Railbelt | OP | [11 empty] | 24.6 |  | 24.6
P149 | (blank) | 13 | Golden Valley Elec Assn Inc | Fairbanks | Railbelt_grid | Railbelt | OP | [5 empty] | 36.8 | [7 empty] | 36.8
P149 | (blank) | 13 | Golden Valley Elec Assn Inc | Fairbanks | Railbelt_grid | Railbelt | SB | [8 empty] | 5.4 |  |  |  |  | 5.4
P15 | (blank) | 2 | Alaska Power & Telephone Company | Black Bear Lake | Prince of Wales Is._grid | Southeast | OP | [7 empty] | 4.5 | [5 empty] | 4.5
P150 | (blank) | 13 | Golden Valley Elec Assn Inc | Healy | Railbelt_grid | Railbelt | OP | [8 empty] | 2.8 |  | 90 |  |  | 92.8
P151 | (blank) | 13 | Golden Valley Elec Assn Inc | North Pole | Railbelt_grid | Railbelt | OP |  |  | 13 | 47 |  | 121 | [7 empty] | 181
P152 | (blank) | 13 | Golden Valley Elec Assn Inc | GVEA Solar Farm | Railbelt_grid | Railbelt | OP | [9 empty] | 0.563 |  |  |  | 0.563
P153 | 332000 | 373 | Golovin Power Utilities | Golovin | Golovin_grid | Bering Straits | OP | [8 empty] | 0.69 |  |  |  |  | 0.69
P154 | 332020 | 63 | Gwitchyaa Zhee Utilities Company | Gwitchyaa Zhee | Fort Yukon_grid | Yukon-Koyukuk/Upper Tanana | OP | [8 empty] | 2.8 |  |  |  |  | 2.8
P155 | (blank) | 32 | Homer Electric Assn Inc | Bernice Lake | Railbelt_grid | Railbelt | OP | [5 empty] | 76.7 | [7 empty] | 76.7
P156 | (blank) | (blank) | Alaska Energy Authority | Bradley Lake | Railbelt_grid | Railbelt | OP | [7 empty] | 126 | [5 empty] | 126
P157 | (blank) | 32 | Homer Electric Assn Inc | Nikiski Co-Generation | Railbelt_grid | Railbelt | OP |  |  | 40 | 40.8 | [9 empty] | 80.8
P158 | (blank) | 32 | Homer Electric Assn Inc | Seldovia | Railbelt_grid | Railbelt | OP | [8 empty] | 2.2 |  |  |  |  | 2.2
P159 | (blank) | 345 | Alaska Electric G & T Coop Inc | Soldotna | Railbelt_grid | Railbelt | OP | 46.5 |  |  |  |  | 50 | [7 empty] | 96.5
P16 | (blank) | 2 | Alaska Power & Telephone Company | Goat Lake Hydro | UpperLynnCanal_grid | Southeast | OP | [7 empty] | 4 | [5 empty] | 4
P160 | 332030 | 332 | Hughes Power & Light | Hughes | Hughes_grid | Yukon-Koyukuk/Upper Tanana | OP | 0.25 | [7 empty] | 0.341 | 0.12 |  |  |  | 0.711
P160 | 332030 | 332 | Hughes Power & Light | Hughes | Hughes_grid | Yukon-Koyukuk/Upper Tanana | OS | [8 empty] | 0.037 |  |  |  |  | 0.037
P161 | 332040 | 681 | Igiugig Electric Company | Igiugig | Igiugig_grid | Bristol Bay | OP | 0.125 | [5 empty] | 0.035 |  | 0.134 |  |  |  |  | 0.294
P161 | 332040 | 681 | Igiugig Electric Company | Igiugig | Igiugig_grid | Bristol Bay | OS | [8 empty] | 0.067 |  |  |  |  | 0.067
P162 | 332050 | 280 | I-N-N Electric Coop, Inc | Newhalen | Newhalen_grid | Bristol Bay | OP | [7 empty] | 0.8 | 0.9 |  |  |  |  | 1.7
P163 | 332650 | 240 | Inside Passage Electric | Angoon | Angoon_grid | Southeast | OP | [8 empty] | 1.5 |  |  |  |  | 1.5
P164 | 332670 | 240 | Inside Passage Electric | Hoonah | Hoonah_grid | Southeast | OP | [7 empty] | 0.45 | 2 |  |  |  |  | 2.45
P165 | 332680 | 240 | Inside Passage Electric | Kake | Kake_grid | Southeast | OP | [7 empty] | 0.5 | 3.1 |  |  |  |  | 3.6
P166 | 332660 | 240 | Inside Passage Electric | Chilkat Valley | UpperLynnCanal_grid | Southeast | OP | [7 empty] | 0.55 | [5 empty] | 0.55
P169 | 332060 | 369 | Ipnatchiaq Electric Company | Deering | Deering_grid | Northwest Arctic | OP | 0.277 | [7 empty] | 0.17 | 0.0485 |  | 0.1 |  | 0.5955
P169 | 332060 | 369 | Ipnatchiaq Electric Company | Deering | Deering_grid | Northwest Arctic | OS | [8 empty] | 0.2 |  |  |  |  | 0.2
P17 | (blank) | 2 | Alaska Power & Telephone Company | Kasidaya Creek Hydro | UpperLynnCanal_grid | Southeast | OP | [7 empty] | 3 | [5 empty] | 3
P171 | (blank) | 103 | Ketchikan Public Utilities | Beaver Falls | SEAPA_grid | Southeast | OP | [7 empty] | 5.4 | [5 empty] | 5.4
P172 | (blank) | 103 | Ketchikan Public Utilities | Ketchikan | SEAPA_grid | Southeast | OP | [7 empty] | 4.2 | [5 empty] | 4.2
P173 | (blank) | 103 | Ketchikan Public Utilities | S W Bailey | SEAPA_grid | Southeast | OP | [8 empty] | 25.9 |  |  |  |  | 25.9
P174 | (blank) | 103 | Ketchikan Public Utilities | Silvis | SEAPA_grid | Southeast | OP | [7 empty] | 2.1 | [5 empty] | 2.1
P175 | (blank) | 103 | Ketchikan Public Utilities | Swan Lake | SEAPA_grid | Southeast | OP | [7 empty] | 22.6 | [5 empty] | 22.6
P176 | (blank) | 103 | Ketchikan Public Utilities | Whitman | SEAPA_grid | Southeast | OP | [7 empty] | 4.8 | [5 empty] | 4.8
P177 | 332070 | 289 | King Cove, City of | King Cove | King Cove_grid | Aleutians | OP | [7 empty] | 1.2 | 1.8 |  |  |  |  | 3
P178 | 332080 | 446 | Kipnuk Light Plant | Kipnuk | Kipnuk_grid | Lower Yukon-Kuskokwim | OP | [8 empty] | 0.94 |  |  | 0.57 |  | 1.51
P178 | 332080 | 446 | Kipnuk Light Plant | Kipnuk | Kipnuk_grid | Lower Yukon-Kuskokwim | OS | [8 empty] | 0.47 |  |  |  |  | 0.47
P179 | 332090 | 407 | Kobuk Valley Electric Company | Kobuk | Shungnak_grid | Northwest Arctic | OP | [8 empty] | 0.18 |  |  |  |  | 0.18
P18 | (blank) | 2 | Alaska Power & Telephone Company | South Fork | Prince of Wales Is._grid | Southeast | OP | [7 empty] | 2 | [5 empty] | 2
P180 | (blank) | 16 | Kodiak Electric Assn Inc | ESS Battery Microgrid | Kodiak_grid | Kodiak | OP | 3 | [12 empty] | 3
P181 | (blank) | 16 | Kodiak Electric Assn Inc | Flywheel Energy Storage System Microgrid | Kodiak_grid | Kodiak | OP |  |  |  |  | 2 | [8 empty] | 2
P182 | (blank) | 16 | Kodiak Electric Assn Inc | Kodiak Microgrid | Kodiak_grid | Kodiak | OP | [8 empty] | 18.3 |  |  |  |  | 18.3
P183 | (blank) | 16 | Kodiak Electric Assn Inc | Nymans Plant Microgrid | Kodiak_grid | Kodiak | OP | [8 empty] | 10 |  |  |  |  | 10
P184 | (blank) | 16 | Kodiak Electric Assn Inc | Pillar Mountain Wind Project Microgrid | Kodiak_grid | Kodiak | OP | [11 empty] | 9 |  | 9
P185 | (blank) | 16 | Kodiak Electric Assn Inc | Port Lions Microgrid | Kodiak_grid | Kodiak | OP | [8 empty] | 0.5 |  |  |  |  | 0.5
P186 | (blank) | 16 | Kodiak Electric Assn Inc | Swampy Acres Microgrid | Kodiak_grid | Kodiak | OP | [8 empty] | 8.4 |  |  |  |  | 8.4
P187 | (blank) | 16 | Kodiak Electric Assn Inc | Terror Lake Microgrid | Kodiak_grid | Kodiak | OP | [7 empty] | 33.6 | [5 empty] | 33.6
P188 | 332100 | 660 | Kokhanok Village Council | Kokhanok | Kokhanok_grid | Bristol Bay | OP | [8 empty] | 0.582 |  |  | 0.19 |  | 0.772
P189 | 332130 | 17 | Kotzebue Electric Association | Kotzebue | Kotzebue_grid | Northwest Arctic | OP | 1.2 | [7 empty] | 11.8 | 0.8 |  | 3.3 |  | 17.1
P19 | (blank) | 2 | Alaska Power & Telephone Company | Viking | Prince of Wales Is._grid | Southeast | OS | [8 empty] | 1 |  |  |  |  | 1
P190 | 332140 | 687 | Koyukuk, City of | Koyukuk | Koyukuk_grid | Yukon-Koyukuk/Upper Tanana | OP | [8 empty] | 0.064 |  |  |  |  | 0.064
P190 | 332140 | 687 | Koyukuk, City of | Koyukuk | Koyukuk_grid | Yukon-Koyukuk/Upper Tanana | OS | [8 empty] | 0.074 |  |  |  |  | 0.074
P191 | 332150 | 281 | Kwethluk Incorporated d/b/a Kuiggluum Kallugvia | Kwethluk | Kwethluk_grid | Lower Yukon-Kuskokwim | OP | [8 empty] | 0.82 |  |  |  |  | 0.82
P191 | 332150 | 281 | Kwethluk Incorporated d/b/a Kuiggluum Kallugvia | Kwethluk | Kwethluk_grid | Lower Yukon-Kuskokwim | OS | [8 empty] | 0.28 |  |  |  |  | 0.28
P192 | 332160 | 376 | Kwigillingok Power Company | Kwigillingok | Kwigillingok_grid | Lower Yukon-Kuskokwim | OP | 0.295 | [7 empty] | 0.61 |  |  | 0.475 |  | 1.38
P192 | 332160 | 376 | Kwigillingok Power Company | Kwigillingok | Kwigillingok_grid | Lower Yukon-Kuskokwim | OS | [8 empty] | 0.418 |  |  |  |  | 0.418
P193 | 332170 | 353 | Larsen Bay Utility Company | Larsen Bay | Larsen Bay_grid | Kodiak | OP | [7 empty] | 0.475 | [5 empty] | 0.475
P194 | 332180 | 330 | Levelock Electrical Coop | Levelock | Levelock_grid | Bristol Bay | OP | [8 empty] | 0.134 |  |  |  |  | 0.134
P194 | 332180 | 330 | Levelock Electrical Coop | Levelock | Levelock_grid | Bristol Bay | OS | [8 empty] | 0.1 |  |  |  |  | 0.1
P195 | 332190 | 570 | Lime Village Electric Utility | Lime Village | Lime Village_grid | Lower Yukon-Kuskokwim | OS | [9 empty] | 0.012 |  |  |  | 0.012
P196 | 332210 | 321 | Manokotak Power Company | Manokotak | Manokotak_grid | Bristol Bay | OP | [8 empty] | 0.6 |  |  |  |  | 0.6
P197 | (blank) | 18 | Matanuska Electric Association | Eklutna Generation Station | Railbelt_grid | Railbelt | OP | [8 empty] | 171 |  |  |  |  | 171
P198 | 332220 | 44 | Mcgrath Light & Power | McGrath | McGrath_grid | Yukon-Koyukuk/Upper Tanana | OP | [8 empty] | 1.6 |  |  |  |  | 1.6
P199 | (blank) | (blank) | Metlakatla Power & Light | Centennial | Metlakatla_grid | Southeast | OP | 1 | [7 empty] | 3.3 |  |  |  |  | 4.3
P2 | 331010 | 449 | Akhiok, City of | Akhiok | Akhiok_grid | Kodiak | OP | [8 empty] | 0.34 |  |  |  |  | 0.34
P20 | 331090 | 2 | Alaska Power & Telephone Company | Craig | Prince of Wales Is._grid | Southeast | OP | [8 empty] | 6.8 |  |  |  |  | 6.8
P200 | (blank) | (blank) | Metlakatla Power & Light | Chester Lake | Metlakatla_grid | Southeast | OP | [7 empty] | 1.3 | [5 empty] | 1.3
P201 | (blank) | (blank) | Metlakatla Power & Light | Purple Lake | Metlakatla_grid | Southeast | OP | [7 empty] | 3.9 | [5 empty] | 3.9
P202 | 332230 | 343 | Middle Kuskokwim Electric | Chuathbaluk | Chuathbaluk_grid | Lower Yukon-Kuskokwim | OP | [8 empty] | 0.142 |  |  |  |  | 0.142
P202 | 332230 | 343 | Middle Kuskokwim Electric | Chuathbaluk | Chuathbaluk_grid | Lower Yukon-Kuskokwim | OS | [8 empty] | 0.037 |  |  |  |  | 0.037
P203 | 332240 | 343 | Middle Kuskokwim Electric | Crooked Creek | Crooked Creek_grid | Lower Yukon-Kuskokwim | OP | [8 empty] | 0.274 |  |  |  |  | 0.274
P205 | 332260 | 343 | Middle Kuskokwim Electric | Sleetmute | Sleetmute_grid | Lower Yukon-Kuskokwim | OP | [8 empty] | 0.259 |  |  |  |  | 0.259
P205 | 332260 | 343 | Middle Kuskokwim Electric | Sleetmute | Sleetmute_grid | Lower Yukon-Kuskokwim | OS | [8 empty] | 0.064 |  |  |  |  | 0.064
P206 | 332270 | 343 | Middle Kuskokwim Electric | Stony River | Stony River_grid | Lower Yukon-Kuskokwim | OP | [8 empty] | 0.138 |  |  |  |  | 0.138
P207 | 332280 | 22 | Naknek Electric Association | Naknek | Naknek_grid | Bristol Bay | OP | [8 empty] | 16.5 |  |  |  |  | 16.5
P208 | 332290 | 319 | Napakiak Ircinraq | Napakiak | Bethel_grid | Lower Yukon-Kuskokwim | OP | [8 empty] | 0.25 |  |  |  |  | 0.25
P209 | 332300 | 625 | Napaskiak Electric Utility | Napaskiak | Napaskiak_grid | Lower Yukon-Kuskokwim | OP | [8 empty] | 0.117 |  |  |  |  | 0.117
P209 | 332300 | 625 | Napaskiak Electric Utility | Napaskiak | Napaskiak_grid | Lower Yukon-Kuskokwim | OS | [8 empty] | 0.45 |  |  |  |  | 0.45
P21 | (blank) | 2 | Alaska Power & Telephone Company | False Island | Prince of Wales Is._grid | Southeast | OP | [8 empty] | 1.3 |  |  |  |  | 1.3
P210 | 332310 | 365 | Naterkaq Light Plant (City of Chefornak) | Chefornak | Chefornak_grid | Lower Yukon-Kuskokwim | OP | [8 empty] | 0.921 |  |  | 0.285 |  | 1.206
P211 | 332470 | 659 | Native Village of Perryville | Perryville | Perryville_grid | Bristol Bay | OP | [8 empty] | 0.474 |  |  | 0.024 |  | 0.498
P212 | 332320 | 340 | Nelson Lagoon Electrical Coop | Nelson Lagoon | Nelson Lagoon_grid | Aleutians | OP | [8 empty] | 0.15 |  |  |  |  | 0.15
P213 | 332110 | 661 | New Koliganek Village Council | Koliganek | Koliganek_grid | Bristol Bay | OP | [8 empty] | 0.702 |  |  |  |  | 0.702
P214 | 332330 | 416 | Nikolai, City of | Nikolai | Nikolai_grid | Yukon-Koyukuk/Upper Tanana | OP | [8 empty] | 0.2 |  |  |  |  | 0.2
P214 | 332330 | 416 | Nikolai, City of | Nikolai | Nikolai_grid | Yukon-Koyukuk/Upper Tanana | OS | [8 empty] | 0 |  |  |  |  | 0
P215 | 332340 | 150 | Nome Joint Utility Systems | Snake River | Nome_grid | Bering Straits | OP | [8 empty] | 16.6 |  |  | 1.8 |  | 18.4
P216 | 332350 | 254 | North Slope Borough Power & Light | Anaktuvuk Pass | Anaktuvuk Pass_grid | North Slope | OP | [8 empty] | 2.7 |  |  |  |  | 2.7
P217 | 332360 | 254 | North Slope Borough Power & Light | Atqasuk | Atqasuk_grid | North Slope | OP | [8 empty] | 3.2 |  |  |  |  | 3.2
P218 | 332370 | 254 | North Slope Borough Power & Light | Kaktovik | Kaktovik_grid | North Slope | OP | [8 empty] | 2.6 |  |  |  |  | 2.6
P219 | 332380 | 254 | North Slope Borough Power & Light | Nuiqsut | Nuiqsut_grid | North Slope | OP | [8 empty] | 4.4 |  |  |  |  | 4.4
P22 | 331120 | 2 | Alaska Power & Telephone Company | Haines | UpperLynnCanal_grid | Southeast | OP | [8 empty] | 9.42 |  |  |  |  | 9.42
P22 | 331120 | 2 | Alaska Power & Telephone Company | Haines | UpperLynnCanal_grid | Southeast | OS | [8 empty] | 0.6 |  |  |  |  | 0.6
P220 | 332390 | 254 | North Slope Borough Power & Light | Point Hope | Point Hope_grid | North Slope | OP | [8 empty] | 3.1 |  |  |  |  | 3.1
P221 | 332400 | 254 | North Slope Borough Power & Light | Point Lay | Point Lay_grid | North Slope | OP | [8 empty] | 2.4 |  |  |  |  | 2.4
P222 | 332410 | 254 | North Slope Borough Power & Light | Wainwright | Wainwright_grid | North Slope | OP | [8 empty] | 3 |  |  |  |  | 3
P223 | 332420 | 408 | Nunam Iqua Electric Company | Nunam Iqua | Nunam Iqua_grid | Lower Yukon-Kuskokwim | OP | [8 empty] | 0.84 |  |  |  |  | 0.84
P223 | 332420 | 408 | Nunam Iqua Electric Company | Nunam Iqua | Nunam Iqua_grid | Lower Yukon-Kuskokwim | OS | [8 empty] | 0.84 |  |  |  |  | 0.84
P224 | 332430 | 45 | Nushagak Electric Cooperative | Dillingham | Dillingham_grid | Bristol Bay | OP | [8 empty] | 11 |  |  |  |  | 11
P225 | 332440 | 357 | Ouzinkie, City of | Ouzinkie | Ouzinkie_grid | Kodiak | OP | [7 empty] | 0.125 | 0.336 |  |  |  |  | 0.461
P227 | 332450 | 662 | Pedro Bay Village Council | Pedro Bay | Pedro Bay_grid | Bristol Bay | OP | [8 empty] | 0.095 |  |  |  |  | 0.095
P227 | 332450 | 662 | Pedro Bay Village Council | Pedro Bay | Pedro Bay_grid | Bristol Bay | OS | [8 empty] | 0.124 |  |  |  |  | 0.124
P228 | 332460 | 24 | Pelican Utility | Pelican | Pelican_grid | Southeast | OP | [7 empty] | 1.4 | 1 |  |  |  |  | 2.4
P229 | (blank) | 212 | Petersburg, City of | Blind Slough | SEAPA_grid | Southeast | OP | [7 empty] | 1.6 | 12.9 |  |  |  |  | 14.5
P23 | 331150 | 2 | Alaska Power & Telephone Company | Hydaburg | Prince of Wales Is._grid | Southeast | OP | [8 empty] | 1.445 |  |  |  |  | 1.445
P230 | 332480 | 425 | Pilot Point Electric Utility | Pilot Point | Pilot Point_grid | Bristol Bay | OP | [8 empty] | 0.198 |  |  |  |  | 0.198
P230 | 332480 | 425 | Pilot Point Electric Utility | Pilot Point | Pilot Point_grid | Bristol Bay | OS | [8 empty] | 0.099 |  |  | 0.2 |  | 0.299
P231 | 332490 | 0 | Platinum, City of | Platinum | Platinum_grid | Lower Yukon-Kuskokwim | OP | [8 empty] | 0.055 |  |  |  |  | 0.055
P231 | 332490 | (blank) | Platinum, City of | Platinum | Platinum_grid | Lower Yukon-Kuskokwim | OS | [8 empty] | 0.065 |  |  |  |  | 0.065
P232 | 332500 | 399 | Port Heiden Utilities | Port Heiden | Port Heiden_grid | Bristol Bay | OP | [8 empty] | 0.702 |  |  |  |  | 0.702
P233 | 332510 | 395 | Puvurnaq Power Company | Kongiganak | Kongiganak_grid | Lower Yukon-Kuskokwim | OP | 0.295 | [7 empty] | 1.3 |  |  | 0.475 |  | 2.07
P233 | 332510 | 395 | Puvurnaq Power Company | Kongiganak | Kongiganak_grid | Lower Yukon-Kuskokwim | OS | [8 empty] | 0.55 |  |  |  |  | 0.55
P234 | 332520 | 759 | Rampart Village Council | Rampart | Rampart_grid | Yukon-Koyukuk/Upper Tanana | OP | [8 empty] | 0.155 |  |  |  |  | 0.155
P234 | 332520 | 759 | Rampart Village Council | Rampart | Rampart_grid | Yukon-Koyukuk/Upper Tanana | OS | [8 empty] | 0.105 |  |  |  |  | 0.105
P235 | (blank) | (blank) | Renewable IPP | Willow Solar | Railbelt_grid | Railbelt | OP | [9 empty] | 1.34 |  |  |  | 1.34
P236 | 332530 | 364 | Ruby, City of | Ruby | Ruby_grid | Yukon-Koyukuk/Upper Tanana | OP | [8 empty] | 0.527 |  |  |  |  | 0.527
P237 | 332550 | 410 | Saint George, City of | Saint George | Saint George_grid | Aleutians | OP | [8 empty] | 0.83 |  |  |  |  | 0.83
P237 | 332550 | 410 | Saint George, City of | Saint George | Saint George_grid | Aleutians | OS | [11 empty] | 0.095 |  | 0.095
P238 | 332560 | 339 | Saint Paul Municipal Electric | Saint Paul | Saint Paul_grid | Aleutians | OP | [8 empty] | 2.27 |  |  |  |  | 2.27
P238 | 332560 | 339 | Saint Paul Municipal Electric | Saint Paul | Saint Paul_grid | Aleutians | OS | [8 empty] | 0.38 |  |  |  |  | 0.38
P239 | (blank) | 108 | Seward, City of | Seward | Railbelt_grid | Railbelt | OP | [8 empty] | 15.6 |  |  |  |  | 15.6
P24 | (blank) | 2 | Alaska Power & Telephone Company | Klawock Power Generation Station | Prince of Wales Is._grid | Southeast | OP | [8 empty] | 2.5 |  |  |  |  | 2.5
P240 | (blank) | 100 | Sitka, City & Borough of | Blue Lake Hydro | Sitka_grid | Southeast | OP | [7 empty] | 15.9 | [5 empty] | 15.9
P241 | (blank) | 100 | Sitka, City & Borough of | Green Lake | Sitka_grid | Southeast | OP | [7 empty] | 18.6 | [5 empty] | 18.6
P242 | (blank) | 100 | Sitka, City & Borough of | Jarvis Street | Sitka_grid | Southeast | OP | [8 empty] | 25.6 |  |  |  |  | 25.6
P243 | (blank) | (blank) | South Fork Hydro, LLC | South Fork Hydro (Eagle River) | Railbelt_grid | Railbelt | OP | [7 empty] | 1.2 | [5 empty] | 1.2
P244 | (blank) | (blank) | Southeast Alaska Power Agency | Tyee Lake Hydroelectric Facility | SEAPA_grid | Southeast | OP | [7 empty] | 22.6 | [5 empty] | 22.6
P246 | 332570 | 709 | Stevens Village Ira Council | Stevens Village | Stevens Village_grid | Yukon-Koyukuk/Upper Tanana | OP | [8 empty] | 0.253 |  |  |  |  | 0.253
P246 | 332570 | 709 | Stevens Village Ira Council | Stevens Village | Stevens Village_grid | Yukon-Koyukuk/Upper Tanana | OS | [8 empty] | 0.037 |  |  |  |  | 0.037
P247 | 332580 | 394 | Takotna Community Assoc Inc | Takotna | Takotna_grid | Yukon-Koyukuk/Upper Tanana | OP | [8 empty] | 0.13 |  |  |  |  | 0.13
P247 | 332580 | 394 | Takotna Community Assoc Inc | Takotna | Takotna_grid | Yukon-Koyukuk/Upper Tanana | OS | [8 empty] | 0.037 |  |  |  |  | 0.037
P248 | 332590 | 447 | Tanalian Electric Cooperative | Port Alsworth | Port Alsworth_grid | Bristol Bay | OP | [8 empty] | 0.815 |  |  |  |  | 0.815
P249 | 332600 | 92 | Tanana Power Company Inc | Tanana | Tanana_grid | Yukon-Koyukuk/Upper Tanana | OP | [8 empty] | 1.605 |  |  |  |  | 1.605
P25 | 331180 | 2 | Alaska Power & Telephone Company | Northway | Northway_grid | Yukon-Koyukuk/Upper Tanana | OP | [8 empty] | 1.099 |  |  |  |  | 1.099
P252 | 332540 | 749 | TDX Corporation | Sand Point | Sand Point_grid | Aleutians | OA | [11 empty] | 0.5 |  | 0.5
P252 | 332540 | 749 | TDX Corporation | Sand Point | Sand Point_grid | Aleutians | OP | [8 empty] | 2.23 |  |  |  |  | 2.23
P252 | 332540 | 749 | TDX Corporation | Sand Point | Sand Point_grid | Aleutians | OS | [8 empty] | 0.65 |  |  | 0.5 |  | 1.15
P253 | 332200 | 72 | TDX Manley Generating LLC | Manley Hot Springs | Manley Hot Springs_grid | Yukon-Koyukuk/Upper Tanana | OP | [8 empty] | 0.236 |  |  |  |  | 0.236
P254 | (blank) | 227 | TDX North Slope Generating Company | TNSG North Plant | Deadhorse_grid | North Slope | OP | [5 empty] | 25.4 |  |  | 0.3 |  |  |  |  | 25.7
P255 | (blank) | 227 | TDX North Slope Generating Company | TNSG South Plant | Deadhorse_grid | North Slope | OP | [8 empty] | 7.8 |  |  |  |  | 7.8
P256 | 332630 | 363 | Tenakee Springs, City of | Tenakee Springs | Tenakee Springs_grid | Southeast | OP | [7 empty] | 0.18 | 0.24 |  |  |  |  | 0.42
P257 | (blank) | (blank) | Tesoro Alaska Company | Tesoro Kenai Cogeneration Plant | Railbelt_grid | Railbelt | OP | [5 empty] | 8.6 | [7 empty] | 8.6
P258 | 332710 | 664 | Tuluksak Traditional | Tuluksak | Tuluksak_grid | Lower Yukon-Kuskokwim | OP | [8 empty] | 0.3 |  |  |  |  | 0.3
P258 | 332710 | 664 | Tuluksak Traditional | Tuluksak | Tuluksak_grid | Lower Yukon-Kuskokwim | OS | [8 empty] | 0.15 |  |  |  |  | 0.15
P259 | 332720 | 344 | Tuntutuliak Community | Tuntutuliak | Tuntutuliak_grid | Lower Yukon-Kuskokwim | OP | 0.295 | [7 empty] | 1.695 |  |  | 0.475 |  | 2.465
P26 | 331190 | 2 | Alaska Power & Telephone Company | Skagway | UpperLynnCanal_grid | Southeast | OP | [7 empty] | 1 | 2.885 |  |  |  |  | 3.885
P26 | 331190 | 2 | Alaska Power & Telephone Company | Skagway | UpperLynnCanal_grid | Southeast | OS | [8 empty] | 0.5 |  |  |  |  | 0.5
P260 | 332730 | 729 | Twin Hills Village Council | Twin Hills | Twin Hills_grid | Bristol Bay | OP | [8 empty] | 0.213 |  |  |  |  | 0.213
P260 | 332730 | 729 | Twin Hills Village Council | Twin Hills | Twin Hills_grid | Bristol Bay | UNK | [8 empty] | 0.128 |  |  |  |  | 0.128
P261 | 332740 | 242 | Umnak Power Company | Nikolski | Nikolski_grid | Aleutians | (blank) | [11 empty] | 0.065 |  | 0.065
P262 | 332850 | 741 | Unalakleet Valley Electric Cooperative | Unalakleet | Unalakleet_grid | Bering Straits | OP | [8 empty] | 1.425 |  |  | 0.6 |  | 2.025
P262 | 332850 | 741 | Unalakleet Valley Electric Cooperative | Unalakleet | Unalakleet_grid | Bering Straits | OS | [8 empty] | 0.475 |  |  |  |  | 0.475
P263 | (blank) | 106 | Unalaska, City of | Dutch Harbor | Unalaska_grid | Aleutians | OP | [8 empty] | 21.6 |  |  |  |  | 21.6
P263 | (blank) | 106 | Unalaska, City of | Dutch Harbor | Unalaska_grid | Aleutians | SB | [8 empty] | 0.3 |  |  |  |  | 0.3
P264 | (blank) | 106 | Unalaska, City of | Unalaska Power Module | Unalaska_grid | Aleutians | OP |  | 0.15 | [6 empty] | 1.1 |  |  |  |  | 1.25
P265 | 332870 | 375 | Ungusraq Power Company | Newtok | Newtok_grid | Lower Yukon-Kuskokwim | OP | [8 empty] | 0.229 |  |  |  |  | 0.229
P265 | 332870 | 375 | Ungusraq Power Company | Newtok | Newtok_grid | Lower Yukon-Kuskokwim | OS | [8 empty] | 0.15 |  |  |  |  | 0.15
P266 | (blank) | (blank) | Unisea Inc | Unisea G 2 | Unalaska_grid | Aleutians | OP | [8 empty] | 17.5 |  |  |  |  | 17.5
P267 | (blank) | 452 | University of Alaska | University of Alaska Fairbanks | Railbelt_grid | Railbelt | OA | [10 empty] | 10 |  |  | 10
P267 | (blank) | 452 | University of Alaska | University of Alaska Fairbanks | Railbelt_grid | Railbelt | OP | [10 empty] | 17 |  |  | 17
P267 | (blank) | 452 | University of Alaska | University of Alaska Fairbanks | Railbelt_grid | Railbelt | OS | [10 empty] | 3 |  |  | 3
P267 | (blank) | 452 | University of Alaska | University of Alaska Fairbanks | Railbelt_grid | Railbelt | SB | [8 empty] | 9.6 |  |  |  |  | 9.6
P268 | (blank) | (blank) | US Air Force Eielson AFB | Eielson AFB Central Heat & Power Plant | Railbelt_grid | Railbelt | OP | [10 empty] | 25 |  |  | 25
P268 | (blank) | (blank) | US Air Force Eielson AFB | Eielson AFB Central Heat & Power Plant | Railbelt_grid | Railbelt | SB | [8 empty] | 6 |  |  |  |  | 6
P27 | 331195 | 2 | Alaska Power & Telephone Company | Slana Generating Station | Slana_grid | Copper River/Chugach | OP | [8 empty] | 1.072 |  |  |  |  | 1.072
P270 | 332880 | 663 | Venetie Village Electric | Venetie | Venetie_grid | Yukon-Koyukuk/Upper Tanana | OP | [8 empty] | 0.37 |  |  |  |  | 0.37
P270 | 332880 | 663 | Venetie Village Electric | Venetie | Venetie_grid | Yukon-Koyukuk/Upper Tanana | OS | [8 empty] | 0.125 |  |  |  |  | 0.125
P271 | (blank) | (blank) | Westward Seafoods Inc | Westward Seafoods | Unalaska_grid | Aleutians | OP | [8 empty] | 6.6 |  |  |  |  | 6.6
P272 | 332890 | 409 | White Mountain, City of | White Mountain | WhiteMountain_grid | Bering Straits | OP | [8 empty] | 0.382 |  |  |  |  | 0.382
P272 | 332890 | 409 | White Mountain, City of | White Mountain | WhiteMountain_grid | Bering Straits | OS | [8 empty] | 0 |  |  |  |  | 0
P273 | (blank) | 111 | Wrangell, City of | Wrangell | SEAPA_grid | Southeast | OP | [8 empty] | 8.5 |  |  |  |  | 8.5
P275 | (blank) | (blank) | 0 | Marathon Hydro | Railbelt_grid | Railbelt | OS | [7 empty] | 0.16 | [5 empty] | 0.16
P276 | (blank) | (blank) | 0 | McRoberts Creek | 0 | #N/A | OP | [7 empty] | 0.125 | [5 empty] | 0.125
P28 | 331210 | 2 | Alaska Power & Telephone Company | Thorne Bay Plant | Prince of Wales Is._grid | Southeast | OP | [8 empty] | 1 |  |  |  |  | 1
P29 | 331220 | 2 | Alaska Power & Telephone Company | Tok | Tok_grid | Yukon-Koyukuk/Upper Tanana | OP | [8 empty] | 4.61 |  |  |  |  | 4.61
P29 | 331220 | 2 | Alaska Power & Telephone Company | Tok | Tok_grid | Yukon-Koyukuk/Upper Tanana | OS | [8 empty] | 0.6 |  |  |  |  | 0.6
P293 | (blank) | 760 | Haida Energy, Inc. | Hiilangaay Hydro | Prince of Wales Is._grid | Southeast | OP | [7 empty] | 5 | [5 empty] | 5
P296 | (blank) | 8 | Chugach Electric Assn Inc | Chugach Storage | Railbelt_grid | Railbelt | OP | 2 |  |  |  | 1 | [8 empty] | 3
P297 | (blank) | 749 | TDX Corporation | TDX Saint Paul Wind | Saint Paul_grid | Aleutians | OP | [11 empty] | 0.225 |  | 0.225
P298 | (blank) | (blank) | Juniper Creek Hydroetlectric | Juniper Creek Hydroelectric Project | Railbelt_grid | Railbelt | OP | [7 empty] | 0.3 | [5 empty] | 0.3
P3 | 331020 | 412 | Akiachak Native Community | Akiachak | Akiachak_grid | Lower Yukon-Kuskokwim | OP | [8 empty] | 1 |  |  |  |  | 1
P3 | 331020 | 412 | Akiachak Native Community | Akiachak | Akiachak_grid | Lower Yukon-Kuskokwim | OS | [8 empty] | 0.5 |  |  |  |  | 0.5
P31 | 331060 | 2 | Alaska Power & Telephone Company | Bettles | Bettles_grid | Yukon-Koyukuk/Upper Tanana | OP | [8 empty] | 0.6 |  |  |  |  | 0.6
P33 | 331080 | 2 | Alaska Power & Telephone Company | Coffman Cove | Prince of Wales Is._grid | Southeast | OP | [8 empty] | 0.7 |  |  |  |  | 0.7
P33 | 331080 | 2 | Alaska Power & Telephone Company | Coffman Cove | Prince of Wales Is._grid | Southeast | OS | [8 empty] | 0 |  |  |  |  | 0
P34 | 331110 | 2 | Alaska Power & Telephone Company | Eagle | Eagle_grid | Yukon-Koyukuk/Upper Tanana | OP | [8 empty] | 0.53 | 0.024 |  |  |  | 0.554
P35 | 332010 | 2 | Alaska Power & Telephone Company | Gustavus | Gustavus_grid | Southeast | OP | [7 empty] | 0.8 | 1.4 |  |  |  |  | 2.2
P36 | 331130 | 2 | Alaska Power & Telephone Company | Healy Lake | Healy Lake_grid | Yukon-Koyukuk/Upper Tanana | OP | [8 empty] | 0.101 |  |  |  |  | 0.101
P37 | 331140 | 2 | Alaska Power & Telephone Company | Hollis | Prince of Wales Is._grid | Southeast | OP | [8 empty] | 0 |  |  |  |  | 0
P4 | 331030 | 635 | Akiak City Council | Akiak | Akiak_grid | Lower Yukon-Kuskokwim | OP | [8 empty] | 0.69 |  |  |  |  | 0.69
P4 | 331030 | 635 | Akiak City Council | Akiak | Akiak_grid | Lower Yukon-Kuskokwim | OS | [8 empty] | 0.23 |  |  |  |  | 0.23
P40 | 331230 | 2 | Alaska Power & Telephone Company | Whale Pass | Whale_Pass_grid | Southeast | OP | [8 empty] | 0.612 |  |  |  |  | 0.612
P41 | (blank) | 2 | Alaska Power & Telephone Company | Dewey Lakes | UpperLynnCanal_grid | Southeast | OP | [7 empty] | 0.943 | [5 empty] | 0.943
P42 | (blank) | 2 | Alaska Power & Telephone Company | Lutak | UpperLynnCanal_grid | Southeast | OP | [7 empty] | 0.285 | 1.5 |  |  |  |  | 1.785
P43 | 331170 | 2 | Alaska Power & Telephone Company | Naukati Bay | Prince of Wales Is._grid | Southeast | OP | [8 empty] | 0.32 |  |  |  |  | 0.32
P45 | 331240 | 169 | Alaska Village Electric Cooperative | Alakanuk | Alakanuk_grid | Lower Yukon-Kuskokwim | SB | [8 empty] | 0.8 |  |  |  |  | 0.8
P46 | 331250 | 169 | Alaska Village Electric Cooperative | Ambler | Ambler_grid | Northwest Arctic | OP | [8 empty] | 1.1 |  |  |  |  | 1.1
P47 | 331800 | 169 | Alaska Village Electric Cooperative | Bethel | Bethel_grid | Lower Yukon-Kuskokwim | OP | [8 empty] | 12.6 |  |  | 0.9 |  | 13.5
P48 | 331270 | 169 | Alaska Village Electric Cooperative | Brevig Mission | Brevig Mission_grid | Bering Straits | OP | [8 empty] | 1 |  |  |  |  | 1
P49 | 331280 | 169 | Alaska Village Electric Cooperative | Chevak | Chevak_grid | Lower Yukon-Kuskokwim | OP | [8 empty] | 1.8 |  |  | 0.4 |  | 2.2
P5 | 331040 | 293 | Akutan, City of | Akutan | Akutan_grid | Aleutians | OP | [7 empty] | 0.105 | 0.4 |  |  |  |  | 0.505
P50 | 331300 | 169 | Alaska Village Electric Cooperative | Elim | Elim_grid | Bering Straits | OP | [8 empty] | 1.31 |  |  |  |  | 1.31
P51 | 331310 | 169 | Alaska Village Electric Cooperative | Emmonak | Emmonak_grid | Lower Yukon-Kuskokwim | OP | [8 empty] | 3.2 |  |  | 0.4 |  | 3.6
P52 | 331320 | 169 | Alaska Village Electric Cooperative | Gambell | Gambell_grid | Bering Straits | OP | [8 empty] | 1.35 |  |  | 0.3 |  | 1.65
P52 | 331320 | 169 | Alaska Village Electric Cooperative | Gambell | Gambell_grid | Bering Straits | OS | [8 empty] | 0.6 |  |  |  |  | 0.6
P53 | 331360 | 169 | Alaska Village Electric Cooperative | Hooper Bay | Hooper Bay_grid | Lower Yukon-Kuskokwim | OP | [8 empty] | 2.2 |  |  | 0.3 |  | 2.5
P54 | 331390 | 169 | Alaska Village Electric Cooperative | Kasigluk | Kasigluk_grid | Lower Yukon-Kuskokwim | OP | [8 empty] | 3.006 |  |  | 0.3 |  | 3.306
P55 | 331400 | 169 | Alaska Village Electric Cooperative | Kiana | Kiana_grid | Northwest Arctic | OP | [8 empty] | 1.2 |  |  |  |  | 1.2
P56 | 331410 | 169 | Alaska Village Electric Cooperative | Kivalina | Kivalina_grid | Northwest Arctic | OP | [8 empty] | 1.1 |  |  |  |  | 1.1
P57 | 332120 | 169 | Alaska Village Electric Cooperative | Kotlik | Kotlik_grid | Lower Yukon-Kuskokwim | OP | [8 empty] | 0.84 |  |  |  |  | 0.84
P57 | 332120 | 169 | Alaska Village Electric Cooperative | Kotlik | Kotlik_grid | Lower Yukon-Kuskokwim | OS | [8 empty] | 0.55 |  |  |  |  | 0.55
P58 | 331420 | 169 | Alaska Village Electric Cooperative | Koyuk | Koyuk_grid | Bering Straits | OP | [8 empty] | 1.049 |  |  |  |  | 1.049
P59 | 331440 | 169 | Alaska Village Electric Cooperative | Marshall | Marshall_grid | Lower Yukon-Kuskokwim | OP | [8 empty] | 1.15 |  |  |  |  | 1.15
P6 | (blank) | 1 | Alaska Electric Light & Power Company | Annex Creek | Juneau_grid | Southeast | OP | [7 empty] | 4 | [5 empty] | 4
P60 | 331470 | 169 | Alaska Village Electric Cooperative | Mountain Village | Saint Mary's_grid | Lower Yukon-Kuskokwim | OP | [8 empty] | 1.5 |  |  |  |  | 1.5
P60 | 331470 | 169 | Alaska Village Electric Cooperative | Mountain Village | Saint Mary's_grid | Lower Yukon-Kuskokwim | OS | [8 empty] | 0.8 |  |  |  |  | 0.8
P61 | 331480 | 169 | Alaska Village Electric Cooperative | New Stuyahok | New Stuyahok_grid | Bristol Bay | OP | [8 empty] | 1.231 |  |  |  |  | 1.231
P62 | 331500 | 169 | Alaska Village Electric Cooperative | Noatak | Noatak_grid | Northwest Arctic | OP | [8 empty] | 1.252 |  |  |  |  | 1.252
P63 | 331510 | 169 | Alaska Village Electric Cooperative | Noorvik | Noorvik_grid | Northwest Arctic | OP | [8 empty] | 1.626 | 0.023 |  |  |  | 1.649
P64 | 331530 | 169 | Alaska Village Electric Cooperative | Nunapitchuk | Nunapitchuk_grid | Lower Yukon-Kuskokwim | SB | [8 empty] | 0.5 |  |  |  |  | 0.5
P65 | 331550 | 169 | Alaska Village Electric Cooperative | Pilot Station | Pilot Station_grid | Lower Yukon-Kuskokwim | OP | [8 empty] | 1.501 |  |  |  |  | 1.501
P66 | 331570 | 169 | Alaska Village Electric Cooperative | Quinhagak | Quinhagak_grid | Lower Yukon-Kuskokwim | OP | [8 empty] | 1.28 |  |  | 0.3 |  | 1.58
P67 | 331660 | 169 | Alaska Village Electric Cooperative | Saint Mary's | Saint Mary's_grid | Lower Yukon-Kuskokwim | OP | [8 empty] | 1.37 |  |  | 0.9 |  | 2.27
P67 | 331660 | 169 | Alaska Village Electric Cooperative | Saint Mary's | Saint Mary's_grid | Lower Yukon-Kuskokwim | OS | [8 empty] | 0.91 |  |  |  |  | 0.91
P68 | 331590 | 169 | Alaska Village Electric Cooperative | Savoonga | Savoonga_grid | Bering Straits | OP | [8 empty] | 1.5 |  |  | 0.2 |  | 1.7
P69 | 331600 | 169 | Alaska Village Electric Cooperative | Scammon Bay | Scammon Bay_grid | Lower Yukon-Kuskokwim | OP | [8 empty] | 1.08 |  |  |  |  | 1.08
P7 | (blank) | 1 | Alaska Electric Light & Power Company | Auke Bay | Juneau_grid | Southeast | SB | [5 empty] | 33.7 |  |  | 2.5 |  |  |  |  | 36.2
P70 | 331610 | 169 | Alaska Village Electric Cooperative | Selawik | Selawik_grid | Northwest Arctic | OP | [8 empty] | 2.25 |  |  | 0.26 |  | 2.51
P71 | 331640 | 169 | Alaska Village Electric Cooperative | Shishmaref | Shishmaref_grid | Bering Straits | OP | [8 empty] | 1.436 |  |  |  |  | 1.436
P72 | 331650 | 169 | Alaska Village Electric Cooperative | Shungnak | Shungnak_grid | Northwest Arctic | OP | 0.235 | [7 empty] | 1.5 | 0.224 |  |  |  | 1.959
P73 | 331670 | 169 | Alaska Village Electric Cooperative | Saint Michael | Stebbins_grid | Bering Straits | SB | [8 empty] | 0.7 |  |  |  |  | 0.7
P74 | 331680 | 169 | Alaska Village Electric Cooperative | Stebbins | Stebbins_grid | Bering Straits | OP | [8 empty] | 2.112 |  |  |  |  | 2.112
P75 | 331690 | 169 | Alaska Village Electric Cooperative | Togiak | Togiak_grid | Bristol Bay | OP | [8 empty] | 2.634 |  |  |  |  | 2.634
P76 | 331700 | 169 | Alaska Village Electric Cooperative | Toksook Bay | Toksook Bay_grid | Lower Yukon-Kuskokwim | OP | [8 empty] | 2.006 |  |  | 0.1 |  | 2.106
P77 | 331720 | 169 | Alaska Village Electric Cooperative | Upper Kalskag | Upper Kalskag_grid | Lower Yukon-Kuskokwim | OP | [8 empty] | 1.1 |  |  |  |  | 1.1
P78 | 332900 | 169 | Alaska Village Electric Cooperative | Yakutat | Yakutat_grid | Southeast | OP | [8 empty] | 4.17 |  |  |  |  | 4.17
P79 | 331260 | 169 | Alaska Village Electric Cooperative | Anvik | Anvik_grid | Yukon-Koyukuk/Upper Tanana | OP | [8 empty] | 0.44 |  |  |  |  | 0.44
P8 | (blank) | 1 | Alaska Electric Light & Power Company | Gold Creek | Juneau_grid | Southeast | OP | [7 empty] | 1.6 | [5 empty] | 1.6
P8 | (blank) | 1 | Alaska Electric Light & Power Company | Gold Creek | Juneau_grid | Southeast | SB | [8 empty] | 8.1 |  |  |  |  | 8.1
P80 | 331290 | 169 | Alaska Village Electric Cooperative | Eek | Eek_grid | Lower Yukon-Kuskokwim | OP | [8 empty] | 1.12 |  |  |  |  | 1.12
P81 | 331950 | 169 | Alaska Village Electric Cooperative | Ekwok | Ekwok_grid | Southeast | OP | [8 empty] | 0.22 |  |  |  |  | 0.22
P81 | 331950 | 169 | Alaska Village Electric Cooperative | Ekwok | Ekwok_grid | Southeast | OS | [8 empty] | 0.1 |  |  |  |  | 0.1
P82 | 331330 | 169 | Alaska Village Electric Cooperative | Goodnews Bay | Goodnews Bay_grid | Lower Yukon-Kuskokwim | OP | [8 empty] | 0.642 |  |  |  |  | 0.642
P83 | 331340 | 169 | Alaska Village Electric Cooperative | Grayling | Grayling_grid | Yukon-Koyukuk/Upper Tanana | OP | [8 empty] | 0.373 |  |  |  |  | 0.373
P84 | 331350 | 169 | Alaska Village Electric Cooperative | Holy Cross | Holy Cross_grid | Yukon-Koyukuk/Upper Tanana | OP | [8 empty] | 0.64 |  |  |  |  | 0.64
P85 | 331370 | 169 | Alaska Village Electric Cooperative | Huslia | Huslia_grid | Yukon-Koyukuk/Upper Tanana | OP | [8 empty] | 0.796 |  |  |  |  | 0.796
P86 | 331380 | 169 | Alaska Village Electric Cooperative | Kaltag | Kaltag_grid | Yukon-Koyukuk/Upper Tanana | OP | [8 empty] | 0.773 | 0.0096 |  |  |  | 0.7826
P87 | 331450 | 169 | Alaska Village Electric Cooperative | Mekoryuk | Mekoryuk_grid | Lower Yukon-Kuskokwim | OP | [8 empty] | 0.528 |  |  | 0.2 |  | 0.728
P87 | 331450 | 169 | Alaska Village Electric Cooperative | Mekoryuk | Mekoryuk_grid | Lower Yukon-Kuskokwim | OS | [8 empty] | 0.175 |  |  |  |  | 0.175
P88 | 331460 | 169 | Alaska Village Electric Cooperative | Minto | Minto_grid | Yukon-Koyukuk/Upper Tanana | OP | [8 empty] | 0.708 |  |  |  |  | 0.708
P89 | 331490 | 169 | Alaska Village Electric Cooperative | Nightmute | Toksook Bay_grid | Lower Yukon-Kuskokwim | OP | [8 empty] | 0.325 |  |  |  |  | 0.325
P9 | (blank) | 1 | Alaska Electric Light & Power Company | Industrial Plant | Juneau_grid | Southeast | OP | [5 empty] | 41.7 | [7 empty] | 41.7
P90 | 331520 | 169 | Alaska Village Electric Cooperative | Nulato | Nulato_grid | Yukon-Koyukuk/Upper Tanana | OP | [8 empty] | 1.002 |  |  |  |  | 1.002
P91 | 331540 | 169 | Alaska Village Electric Cooperative | Old Harbor | Old Harbor_grid | Kodiak | OP | [8 empty] | 1 |  |  |  |  | 1
P93 | 331580 | 169 | Alaska Village Electric Cooperative | Russian Mission | Russian Mission_grid | Lower Yukon-Kuskokwim | OP | [8 empty] | 0.636 |  |  |  |  | 0.636
P93 | 331580 | 169 | Alaska Village Electric Cooperative | Russian Mission | Russian Mission_grid | Lower Yukon-Kuskokwim | OS | [8 empty] | 0.268 |  |  |  |  | 0.268
P94 | 331620 | 169 | Alaska Village Electric Cooperative | Shageluk | Shageluk_grid | Yukon-Koyukuk/Upper Tanana | OP | [8 empty] | 0.395 |  |  |  |  | 0.395
P95 | 331630 | 169 | Alaska Village Electric Cooperative | Shaktoolik | Shaktoolik_grid | Bering Straits | OP | [8 empty] | 0.525 |  |  | 0.2 |  | 0.725
P95 | 331630 | 169 | Alaska Village Electric Cooperative | Shaktoolik | Shaktoolik_grid | Bering Straits | OS | [8 empty] | 0.26 |  |  |  |  | 0.26
P96 | 331685 | 169 | Alaska Village Electric Cooperative | Teller | Teller_grid | Bering Straits | OP | [8 empty] | 1.05 |  |  |  |  | 1.05
P97 | 331710 | 169 | Alaska Village Electric Cooperative | Tununak | Toksook Bay_grid | Lower Yukon-Kuskokwim | OP | [8 empty] | 0.325 |  |  |  |  | 0.325
P98 | 331730 | 169 | Alaska Village Electric Cooperative | Wales | Wales_grid | Bering Straits | OP | [8 empty] | 0.295 |  |  |  |  | 0.295
P98 | 331730 | 169 | Alaska Village Electric Cooperative | Wales | Wales_grid | Bering Straits | OS | [8 empty] | 0.2 |  |  |  |  | 0.2
(blank) | (blank) | (blank) | (blank) | (blank) | (blank) | (blank) | (blank)
Grand Total | [7 empty] | 96.749 | 0.15 | 141.4 | 355 | 3 | 1087.8 | 0.035 | 488.309 | 731.6868 | 3.2101 | 192.5 | 68.339 |  | 3168.1789

## Infrastructure FINAL 2023-11-13
AEA plant ID | Plant Name | AEA operator ID | EIA Utility ID | Utility Name | EIA Plant Code | Name of Water Source | PCE ID | RCA CPCN | Intertie ID | Intertie name | Energy Region | Generator ID | Technology | Prime Mover | Data Source year | Data Source | Ownership | Nameplate Capacity (MW) | Storage Capacity (MWh) | Nameplate Power Factor | Summer Capacity (MW) | Winter Capacity (MW) | Minimum Load (MW) | Uprate or Derate Completed | Month Uprate or Derate Completed | Year Uprate or Derate Completed | Status | Synchronized to Transmission Grid | Operating Month | Operating Year | Planned or Actual Retirement Month | Planned or Actual Retirement Year | Associated with Combined Heat and Power System | Sector Name | Sector | Energy Source 1 | Energy Source 2 | Startup Source 1 | Startup Source 2 | Turbines or Hydrokinetic Buoys | Time from Cold Shutdown to Full Load | Multiple Fuels? | Cofire Fuels? | Switch Between Oil and Natural Gas? | Notes | Engine Make | Engine Model
P1 | Agrium Kenai Nitrogen Operations | AEA-121 | 179 | Agrium US Inc | 54452 |  |  |  | 215-1985 | Railbelt_grid | Yukon-Koyukuk/Upper Tanana | 744A | Natural Gas Fired Combustion Turbine | GT | 2021 | EIA860 | S | 2.5 |  | 0.9 | 2.5 | 2.5 | 0.1 | N |  |  | OS | X | 10 | 1977 |  |  | Y | Industrial CHP | 7 | NG |  |  |  |  | 1H | N | N | N
P1 | Agrium Kenai Nitrogen Operations | AEA-121 | 179 | Agrium US Inc | 54452 |  |  |  | 215-1985 | Railbelt_grid | Yukon-Koyukuk/Upper Tanana | 744B | Natural Gas Fired Combustion Turbine | GT | 2021 | EIA860 | S | 2.5 |  | 0.9 | 2.5 | 2.5 | 0.1 | N |  |  | OS | X | 10 | 1977 |  |  | Y | Industrial CHP | 7 | NG |  |  |  |  | 1H | N | N | N
P1 | Agrium Kenai Nitrogen Operations | AEA-121 | 179 | Agrium US Inc | 54452 |  |  |  | 215-1985 | Railbelt_grid | Yukon-Koyukuk/Upper Tanana | 744C | Natural Gas Fired Combustion Turbine | GT | 2021 | EIA860 | S | 2.5 |  | 0.9 | 2.5 | 2.5 | 0.1 | N |  |  | OS | X | 10 | 1977 |  |  | Y | Industrial CHP | 7 | NG |  |  |  |  | 1H | N | N | N
P1 | Agrium Kenai Nitrogen Operations | AEA-121 | 179 | Agrium US Inc | 54452 |  |  |  | 215-1985 | Railbelt_grid | Yukon-Koyukuk/Upper Tanana | 744D | Natural Gas Fired Combustion Turbine | GT | 2021 | EIA860 | S | 2.5 |  | 0.9 | 2.5 | 2.5 | 0.1 | N |  |  | OS | X | 10 | 1977 |  |  | Y | Industrial CHP | 7 | NG |  |  |  |  | 1H | N | N | N
P1 | Agrium Kenai Nitrogen Operations | AEA-121 | 179 | Agrium US Inc | 54452 |  |  |  | 215-1985 | Railbelt_grid | Railbelt | 744E | Natural Gas Fired Combustion Turbine | GT | 2021 | EIA860 | S | 2.5 |  | 0.9 | 2.5 | 2.5 | 0.1 | N |  |  | OS | X | 10 | 1977 |  |  | Y | Industrial CHP | 7 | NG |  |  |  |  | 1H | N | N | N
P1 | Agrium Kenai Nitrogen Operations | AEA-121 | 179 | Agrium US Inc | 54452 |  |  |  | 215-1985 | Railbelt_grid | Railbelt | 644A | Natural Gas Internal Combustion Engine | IC | 2021 | EIA860 | S | 1.3 |  |  | 1.3 | 1.3 |  |  |  |  | RE | X | 9 | 1968 | 12 | 2001 | N | Industrial CHP | 7 | NG | [5 empty] | N | N | N
P1 | Agrium Kenai Nitrogen Operations | AEA-121 | 179 | Agrium US Inc | 54452 |  |  |  | 215-1985 | Railbelt_grid | Railbelt | 644B | Natural Gas Internal Combustion Engine | IC | 2021 | EIA860 | S | 1.3 |  |  | 1.3 | 1.3 |  |  |  |  | RE | X | 9 | 1968 | 12 | 2001 | N | Industrial CHP | 7 | NG | [5 empty] | N | N | N
P1 | Agrium Kenai Nitrogen Operations | AEA-121 | 179 | Agrium US Inc | 54452 |  |  |  | 215-1985 | Railbelt_grid | Railbelt | 644C | Natural Gas Internal Combustion Engine | IC | 2021 | EIA860 | S | 1.3 |  |  | 1.3 | 1.3 |  |  |  |  | RE | X | 9 | 1968 | 12 | 2001 | N | Industrial CHP | 7 | NG | [5 empty] | N | N | N
P1 | Agrium Kenai Nitrogen Operations | AEA-121 | 179 | Agrium US Inc | 54452 |  |  |  | 215-1985 | Railbelt_grid | Railbelt | 644D | Natural Gas Internal Combustion Engine | IC | 2021 | EIA860 | S | 1.3 |  |  | 1.3 | 1.3 |  |  |  |  | RE | X | 9 | 1968 | 12 | 2001 | N | Industrial CHP | 7 | NG | [5 empty] | N
P1 | Agrium Kenai Nitrogen Operations | AEA-121 | 179 | Agrium US Inc | 54452 |  |  |  | 215-1985 | Railbelt_grid | Railbelt | 644E | Natural Gas Internal Combustion Engine | IC | 2021 | EIA860 | S | 1.3 |  |  | 1.3 | 1.3 |  |  |  |  | RE | X | 9 | 1968 | 12 | 2001 | N | Industrial CHP | 7 | NG | [5 empty] | N
P1 | Agrium Kenai Nitrogen Operations | AEA-121 | 179 | Agrium US Inc | 54452 |  |  |  | 215-1985 | Railbelt_grid | Railbelt | 644F | Natural Gas Internal Combustion Engine | IC | 2021 | EIA860 | S | 1.3 |  |  | 1.3 | 1.3 |  |  |  |  | RE | X | 9 | 1968 | 12 | 2001 | N | Industrial CHP | 7 | NG | [5 empty] | N
P1 | Agrium Kenai Nitrogen Operations | AEA-121 | 179 | Agrium US Inc | 54452 |  |  |  | 215-1985 | Railbelt_grid | Railbelt | 644G | Natural Gas Internal Combustion Engine | IC | 2021 | EIA860 | S | 1.3 |  |  | 1.3 | 1.3 |  |  |  |  | RE | X | 9 | 1968 | 12 | 2001 | N | Industrial CHP | 7 | NG | [5 empty] | N
P10 | Lake Dorothy Hydroelectric Project | AEA-133 | 213 | Alaska Electric Light & Power Company | 57085 |  |  | 1 | 222-0000 | Juneau_grid | Southeast | 1 | Conventional Hydroelectric | HY | 2021 | EIA860 | S | 14.3 |  | 0.75 | 14.3 | 14.3 | 1 | N |  |  | OP | X | 9 | 2009 |  |  | N | Electric Utility | 1 | WAT |  |  |  |  | 10M | N
P100 | Karluk | AEA-007 |  | Alutiiq Power Company |  |  | 331740 | 683 | 092-0000 | Karluk_grid | Kodiak | 1 | Internal Combustion Engine | IC | 2021 | AEA PH Assessment |  | 0.08 | [8 empty] | OP |  | 6 | 2019 |  |  |  | Electric Utility |  | DFO | [9 empty] | John Deere | 4045TFM75
P100 | Karluk | AEA-007 |  | Alutiiq Power Company |  |  | 331740 | 683 | 092-0000 | Karluk_grid | Kodiak | 2 | Internal Combustion Engine | IC | 2021 | AEA PH Assessment |  | 0.12 | [8 empty] | OP |  | 6 | 2020 |  |  |  | Electric Utility |  | DFO | [9 empty] | John Deere | 6068TFM76
P101 | Anchorage 1 | AEA-132 | 3522 | Chugach Electric Assn Inc | 75 |  |  | 8 | 215-1985 | Railbelt_grid | Railbelt | 3R | Natural Gas Fired Combustion Turbine | GT | 2021 | EIA860 | S | 48.9 |  | 0.85 | 29.3 | 32.9 | 3 | N |  |  | OP | X | 8 | 2007 |  |  | N | Electric Utility | 1 | NG |  |  |  |  | 1H | N | N
P101 | Anchorage 1 | AEA-132 | 3522 | Chugach Electric Assn Inc | 75 |  |  | 8 | 215-1985 | Railbelt_grid | Railbelt | 4 | Natural Gas Fired Combustion Turbine | GT | 2021 | EIA860 | S | 27 |  | 0.85 | 31.1 | 33.2 | 5 | N |  |  | OS | X | 3 | 1972 |  |  | N | Electric Utility | 1 | NG | DFO |  |  |  | 1H | Y | Y | Y
P101 | Anchorage 1 | AEA-132 | 3522 | Chugach Electric Assn Inc | 75 |  |  | 8 | 215-1985 | Railbelt_grid | Railbelt | 1 | Natural Gas Fired Combustion Turbine | GT | 2021 | EIA860 | S | 12.5 |  | 0.8 | 14 | 16.2 |  | N |  |  | RE | X | 11 | 1962 | 12 | 2016 | N | Electric Utility | 1 | NG | DFO |  |  |  | 1H | N | Y | Y
P101 | Anchorage 1 | AEA-132 | 3522 | Chugach Electric Assn Inc | 75 |  |  | 8 | 215-1985 | Railbelt_grid | Railbelt | 2 | Natural Gas Fired Combustion Turbine | GT | 2021 | EIA860 | S | 12.5 |  | 0.8 | 14 | 16.2 |  | N |  |  | RE | X | 3 | 1962 | 12 | 2016 | N | Electric Utility | 1 | NG | DFO |  |  |  | 1H | N | Y | Y
P101 | Anchorage 1 | AEA-132 | 3522 | Chugach Electric Assn Inc | 75 |  |  | 8 | 215-1985 | Railbelt_grid | Railbelt | 3 | Natural Gas Fired Combustion Turbine | GT | 2021 | EIA860 | S | 16.3 |  |  | 17.7 | 19.4 |  | N |  |  | RE | X | 12 | 1968 | 8 | 2004 | N | Electric Utility | 1 | NG | DFO |  |  |  |  | N | Y | Y
P101 | Anchorage 1 | AEA-132 | 3522 | Chugach Electric Assn Inc | 75 |  |  | 8 | 215-1985 | Railbelt_grid | Railbelt | P1 BS | Petroleum Liquids | IC | 2021 | EIA860 | S | 2 |  | 0.8 | 2 | 2 | 0.1 | N |  |  | OP | X | 2 | 2012 |  |  | N | Electric Utility | 1 | DFO |  |  |  |  | 10M | N
P101 | Anchorage 1 | AEA-132 | 3522 | Chugach Electric Assn Inc | 75 |  |  | 8 | 215-1985 | Railbelt_grid | Railbelt | D1 | Petroleum Liquids | IC | 2021 | EIA860 | S | 1.1 |  |  | 1.2 | 1.2 |  | N |  |  | RE | X | 0 | 1956 | 1 | 2010 | N | Electric Utility | 1 | DFO
P101 | Anchorage 1 | AEA-132 | 3522 | Chugach Electric Assn Inc | 75 |  |  | 8 | 215-1985 | Railbelt_grid | Railbelt | D2 | Petroleum Liquids | IC | 2021 | EIA860 | S | 1.1 |  |  | 1.4 | 1.4 |  | N |  |  | RE | X | 0 | 1947 | 1 | 2010 | N | Electric Utility | 1 | DFO
P102 | Eklutna Hydro Project | AEA-132 | 3522 | Chugach Electric Assn Inc | 77 | Eklutna Lake |  | 8 | 215-1985 | Railbelt_grid | Railbelt | 1 | Conventional Hydroelectric | HY | 2021 | EIA860 | J | 22.2 |  | 0.9 | 22.2 | 22.2 | 3 | N |  |  | OP | X | 1 | 1955 |  |  | N | Electric Utility | 1 | WAT |  |  |  |  | 1H | N
P102 | Eklutna Hydro Project | AEA-132 | 3522 | Chugach Electric Assn Inc | 77 | Eklutna Lake |  | 8 | 215-1985 | Railbelt_grid | Railbelt | 2 | Conventional Hydroelectric | HY | 2021 | EIA860 | J | 22.2 |  | 0.9 | 22.2 | 22.2 | 3 | N |  |  | OP | X | 4 | 1955 |  |  | N | Electric Utility | 1 | WAT |  |  |  |  | 1H | N
P103 | George M Sullivan Generation Plant 2 | AEA-132 | 3522 | Chugach Electric Assn Inc | 6559 |  |  | 8 | 215-1985 | Railbelt_grid | Railbelt | 11 | Natural Gas Fired Combined Cycle | CA | 2021 | EIA860 | S | 30.9 |  | 0.85 | 29 | 29 | 3 | N |  |  | OP | X | 2 | 2017 |  |  | N | Electric Utility | 1 | NG |  |  |  |  | 1H | N | N
P103 | George M Sullivan Generation Plant 2 | AEA-132 | 3522 | Chugach Electric Assn Inc | 6559 |  |  | 8 | 215-1985 | Railbelt_grid | Railbelt | 6 | Natural Gas Fired Combined Cycle | CA | 2021 | EIA860 | S | 33 |  | 0.85 | 34 | 37.5 |  | N |  |  | RE | X | 3 | 1979 | 12 | 2016 | N | Electric Utility | 1 | NG |  |  |  |  | 12H
P103 | George M Sullivan Generation Plant 2 | AEA-132 | 3522 | Chugach Electric Assn Inc | 6559 |  |  | 8 | 215-1985 | Railbelt_grid | Railbelt | 10 | Natural Gas Fired Combined Cycle | CT | 2021 | EIA860 | S | 60.4 |  | 0.85 | 50 | 50 | 5 | N |  |  | OP | X | 2 | 2017 |  |  | N | Electric Utility | 1 | NG |  |  |  |  | 1H | N | N
P103 | George M Sullivan Generation Plant 2 | AEA-132 | 3522 | Chugach Electric Assn Inc | 6559 |  |  | 8 | 215-1985 | Railbelt_grid | Railbelt | 9 | Natural Gas Fired Combined Cycle | CT | 2021 | EIA860 | S | 60.4 |  | 0.85 | 50 | 50 | 5 | N |  |  | OP | X | 2 | 2017 |  |  | N | Electric Utility | 1 | NG |  |  |  |  | 1H | N | N
P103 | George M Sullivan Generation Plant 2 | AEA-132 | 3522 | Chugach Electric Assn Inc | 6559 |  |  | 8 | 215-1985 | Railbelt_grid | Railbelt | 5 | Natural Gas Fired Combined Cycle | CT | 2021 | EIA860 | S | 38.1 |  | 0.9 | 33.8 | 37.4 |  | N |  |  | RE | X | 1 | 1975 | 12 | 2016 | N | Electric Utility | 1 | NG | DFO |  |  |  | 1H | N | Y | Y
P103 | George M Sullivan Generation Plant 2 | AEA-132 | 3522 | Chugach Electric Assn Inc | 6559 |  |  | 8 | 215-1985 | Railbelt_grid | Railbelt | 7 | Natural Gas Fired Combustion Turbine | GT | 2021 | EIA860 | S | 102.6 |  | 0.9 | 102.6 | 81.8 | 8 | N |  |  | OP | X | 6 | 1979 |  |  | N | Electric Utility | 1 | NG | DFO |  |  |  | 1H | Y | Y | Y
P103 | George M Sullivan Generation Plant 2 | AEA-132 | 3522 | Chugach Electric Assn Inc | 6559 |  |  | 8 | 215-1985 | Railbelt_grid | Railbelt | GT8 | Natural Gas Fired Combustion Turbine | GT | 2021 | EIA860 | S | 92.6 |  | 0.85 | 77.7 | 86.5 | 5 | N |  |  | SB | Y | 12 | 1984 |  |  | N | Electric Utility | 1 | NG |  |  |  |  | 1H | N | N
P105 | Aniak | AEA-009 | 4959 | Aniak Light & Power | 7182 |  | 331760 | 5 | 093-0000 | Aniak_grid | Lower Yukon-Kuskokwim | 1 | Petroleum Liquids | IC | 2021 | EIA860 | S | 0.5 |  | 0.8 | 0.2 | 0.3 | 0.1 | N |  |  | OP | X | 7 | 1988 |  |  | N | Electric Utility | 1 | DFO |  |  |  |  | 10M | N | N | N |  | Caterpillar | 3508A
P105 | Aniak | AEA-009 | 4959 | Aniak Light & Power | 7182 |  | 331760 | 5 | 093-0000 | Aniak_grid | Lower Yukon-Kuskokwim | 10 | Petroleum Liquids | IC | 2021 | EIA860 | S | 0.6 |  | 0.9 | 0.6 | 0.6 | 0.3 | N |  |  | OP | X | 7 | 2016 |  |  | N | Electric Utility | 1 | DFO |  |  |  |  | 10M | N |  |  |  | Caterpillar | 3512
P105 | Aniak | AEA-009 | 4959 | Aniak Light & Power | 7182 |  | 331760 | 5 | 093-0000 | Aniak_grid | Lower Yukon-Kuskokwim | 11 | Petroleum Liquids | IC | 2021 | EIA860 | S | 0.5 |  | 0.8 | 0.5 | 0.5 | 0.1 | N |  |  | OP | X | 9 | 2018 |  |  | N | Electric Utility | 1 | DFO |  |  |  |  | 1H | N |  |  |  | Caterpillar | 3508 B
P105 | Aniak | AEA-009 | 4959 | Aniak Light & Power | 7182 |  | 331760 | 5 | 093-0000 | Aniak_grid | Lower Yukon-Kuskokwim | 9 | Petroleum Liquids | IC | 2021 | EIA860 | S | 0.6 |  | 0.8 | 0.6 | 0.6 | 0.1 | N |  |  | OP | X | 12 | 1996 |  |  | N | Electric Utility | 1 | DFO |  |  |  |  | 1H | N
P105 | Aniak | AEA-009 | 4959 | Aniak Light & Power | 7182 |  | 331760 | 5 | 093-0000 | Aniak_grid | Lower Yukon-Kuskokwim | 3 | Petroleum Liquids | IC | 2021 | EIA860 | S | 0.3 |  |  | 0.2 | 0.2 |  | N |  |  | RE | X | 7 | 1980 | 8 | 2005 | N | Electric Utility | 1 | DFO |  |  |  |  | 10M
P105 | Aniak | AEA-009 | 4959 | Aniak Light & Power | 7182 |  | 331760 | 5 | 093-0000 | Aniak_grid | Lower Yukon-Kuskokwim | 4 | Petroleum Liquids | IC | 2021 | EIA860 | S | 0.3 |  |  | 0.2 | 0.2 |  | N |  |  | RE | X | 7 | 1980 | 8 | 2005 | N | Electric Utility | 1 | DFO
P105 | Aniak | AEA-009 | 4959 | Aniak Light & Power | 7182 |  | 331760 | 5 | 093-0000 | Aniak_grid | Lower Yukon-Kuskokwim | 5 | Petroleum Liquids | IC | 2021 | EIA860 | S | 0.3 |  |  | 0.3 | 0.3 |  | N |  |  | RE | X | 5 | 1991 | 4 | 1994 | N | Electric Utility | 1 | DFO |  |  |  |  | 1H
P106 | Arctic Village | AEA-010 |  | Arctic Village Electric Company |  |  | 331770 | 747 | 094-0000 | Arctic Village_grid | Yukon-Koyukuk/Upper Tanana | 4 | Internal Combustion Engine | IC | 2021 | AEA PH Assessment |  | 0.065 | [8 empty] | OP |  | 1 | 2004 |  |  |  | Electric Utility |  | DFO | [9 empty] | John Deere | 4045TF150
P106 | Arctic Village | AEA-010 |  | Arctic Village Electric Company |  |  | 331770 | 747 | 094-0000 | Arctic Village_grid | Yukon-Koyukuk/Upper Tanana | 2 | Internal Combustion Engine | IC | 2021 | AEA PH Assessment |  | 0.1 | [8 empty] | OP |  | 1 | 2004 |  |  |  | Electric Utility |  | DFO | [9 empty] | John Deere | 6068TF250
P106 | Arctic Village | AEA-010 |  | Arctic Village Electric Company |  |  | 331770 | 747 | 094-0000 | Arctic Village_grid | Yukon-Koyukuk/Upper Tanana | 1 | Internal Combustion Engine | IC | 2021 | AEA PH Assessment |  | 0.13 | [8 empty] | OP |  | 10 | 2014 |  |  |  | Electric Utility |  | DFO | [9 empty] | John Deere | 6081TF001
P106 | Arctic Village | AEA-010 |  | Arctic Village Electric Company |  |  | 331770 | 747 | 094-0000 | Arctic Village_grid | Yukon-Koyukuk/Upper Tanana | 3 | Internal Combustion Engine | IC | 2021 | AEA PH Assessment |  | 0.1 | [8 empty] | OS |  | 11 | 2016 |  |  |  | Electric Utility |  | DFO | [9 empty] | John Deere | 6068TF250
P107 | Atka | AEA-011 |  | Atka, City of |  | Chuniixsax Creek | 331750 | 291 | 095-0000 | Atka_grid | Aleutians |  | Conventional Hydroelectric | HY |  | AEA |  | 0.284 | [8 empty] | OP |  | 12 | 2012 |  |  |  | Electric Utility | 1 | WAT |  |  |  | 0
P107 | Atka | AEA-011 |  | Atka, City of |  |  | 331750 | 291 | 095-0000 | Atka_grid | Aleutians | 1 | Internal Combustion Engine | IC | 2021 | AEA PH Assessment |  | 0.11 | [8 empty] | OP | [6 empty] | Electric Utility |  | DFO | [9 empty] | John Deere | 6068TF250
P107 | Atka | AEA-011 |  | Atka, City of |  |  | 331750 | 291 | 095-0000 | Atka_grid | Aleutians | 2 | Internal Combustion Engine | IC | 2021 | AEA PH Assessment |  | 0.11 | [8 empty] | OP | [6 empty] | Electric Utility |  | DFO | [9 empty] | John Deere | 6068TF250
P107 | Atka | AEA-011 |  | Atka, City of |  |  | 331750 | 291 | 095-0000 | Atka_grid | Aleutians | 3 | Internal Combustion Engine | IC | 2021 | AEA PH Assessment |  | 0.037 | [8 empty] | OS | [6 empty] | Electric Utility |  | DFO | [9 empty] | John Deere | PE3029TF150BASE
P108 | Atmautluak | AEA-012 |  | Atmautluak Tribal Utilities |  |  | 331780 | 337 | 096-0000 | Atmautluak_grid | Lower Yukon-Kuskokwim | 1 | Internal Combustion Engine | IC | 2021 | AEA PH Assessment |  | 0.276 | [8 empty] | OP | [6 empty] | Electric Utility |  | DFO | [9 empty] | John Deere | 6090AFM75
P108 | Atmautluak | AEA-012 |  | Atmautluak Tribal Utilities |  |  | 331780 | 337 | 096-0000 | Atmautluak_grid | Lower Yukon-Kuskokwim | 2 | Internal Combustion Engine | IC | 2021 | AEA PH Assessment |  | 0.276 | [8 empty] | OP | [6 empty] | Electric Utility |  | DFO | [9 empty] | John Deere | 6090AFM75
P108 | Atmautluak | AEA-012 |  | Atmautluak Tribal Utilities |  |  | 331780 | 337 | 096-0000 | Atmautluak_grid | Lower Yukon-Kuskokwim | 3 | Internal Combustion Engine | IC | 2021 | AEA PH Assessment |  | 0.276 | [8 empty] | OP | [6 empty] | Electric Utility |  | DFO | [9 empty] | John Deere | 6081HF070
P108 | Atmautluak | AEA-012 |  | Atmautluak Tribal Utilities |  |  | 331780 | 337 | 096-0000 | Atmautluak_grid | Lower Yukon-Kuskokwim | 4 | Internal Combustion Engine | IC | 2021 | AEA PH Assessment |  | 0.276 | [8 empty] | OP | [6 empty] | Electric Utility |  | DFO | [9 empty] | John Deere | 6081HF070
P109 | Aurora Energy LLC Chena | AEA-114 | 986 | Aurora Energy LLC Chena | 79 |  |  | 520 | 215-1985 | Railbelt_grid | Railbelt | 1 | Conventional Steam Coal | ST | 2021 | EIA860 | S | 5 |  | 0.8 | 4.7 | 4.3 | 1 | N |  |  | OP | X | 6 | 1952 |  |  | Y | IPP CHP | 3 | SUB |  | WDS | DFO |  | 12H | N | N | N
P109 | Aurora Energy LLC Chena | AEA-114 | 986 | Aurora Energy LLC Chena | 79 |  |  | 520 | 215-1985 | Railbelt_grid | Railbelt | 2 | Conventional Steam Coal | ST | 2021 | EIA860 | S | 2.5 |  | 0.8 | 2 | 2 | 1 | N |  |  | OP | X | 6 | 1952 |  |  | Y | IPP CHP | 3 | SUB |  | WDS | DFO |  | 12H | N | N | N
P109 | Aurora Energy LLC Chena | AEA-114 | 986 | Aurora Energy LLC Chena | 79 |  |  | 520 | 215-1985 | Railbelt_grid | Railbelt | 5 | Conventional Steam Coal | ST | 2021 | EIA860 | S | 20 |  | 0.85 | 19 | 18.8 | 8 | N |  |  | OP | X | 6 | 1975 |  |  | Y | IPP CHP | 3 | SUB |  | AB | DFO |  | 12H | N | N | N
P109 | Aurora Energy LLC Chena | AEA-114 | 986 | Aurora Energy LLC Chena | 79 |  |  | 520 | 215-1985 | Railbelt_grid | Railbelt | 3 | Conventional Steam Coal | ST | 2021 | EIA860 | S | 1.5 |  |  | 1.5 | 1.5 |  | N |  |  | RE | X | 6 | 1952 | 8 | 2009 | Y | IPP CHP | 3 | SUB |  | WDS | DFO |  | 12H | N | N | N
P109 | Aurora Energy LLC Chena | AEA-114 | 986 | Aurora Energy LLC Chena | 79 |  |  | 520 | 215-1985 | Railbelt_grid | Railbelt | 7 | Conventional Steam Coal | ST | 2021 | EIA860 | S | 2.3 |  |  | 2.3 | 2.3 |  | N |  |  | IP | X |  |  |  |  | Y | IPP CHP | 3 | SUB |  |  |  |  | 12H | N | N | N
P11 | Lemon Creek | AEA-133 | 213 | Alaska Electric Light & Power Company | 64 |  |  | 1 | 222-0000 | Juneau_grid | Southeast | 5 | Petroleum Liquids | GT | 2021 | EIA860 | S | 18.6 |  | 0.85 | 17.5 | 17.5 | 4 | N |  |  | SB | Y | 9 | 1980 |  |  | N | Electric Utility | 1 | DFO |  |  |  |  | 1H | N | N | N
P11 | Lemon Creek | AEA-133 | 213 | Alaska Electric Light & Power Company | 64 |  |  | 1 | 222-0000 | Juneau_grid | Southeast | 6 | Petroleum Liquids | GT | 2021 | EIA860 | S | 18.6 |  | 0.85 | 17.5 | 17.5 | 4 | N |  |  | SB | Y | 8 | 1983 |  |  | N | Electric Utility | 1 | DFO |  |  |  |  | 1H | N | N | N
P11 | Lemon Creek | AEA-133 | 213 | Alaska Electric Light & Power Company | 64 |  |  | 1 | 222-0000 | Juneau_grid | Southeast | 1 | Petroleum Liquids | IC | 2021 | EIA860 | S | 2.5 |  | 0.8 | 2.5 | 2.5 | 0.5 | N |  |  | SB | Y | 8 | 1969 |  |  | N | Electric Utility | 1 | DFO |  |  |  |  | 10M | N | N | N
P11 | Lemon Creek | AEA-133 | 213 | Alaska Electric Light & Power Company | 64 |  |  | 1 | 222-0000 | Juneau_grid | Southeast | 2 | Petroleum Liquids | IC | 2021 | EIA860 | S | 2.6 |  | 0.8 | 2.5 | 2.5 | 0.5 | N |  |  | SB | Y | 9 | 1969 |  |  | N | Electric Utility | 1 | DFO |  |  |  |  | 10M | N |  | N
P11 | Lemon Creek | AEA-133 | 213 | Alaska Electric Light & Power Company | 64 |  |  | 1 | 222-0000 | Juneau_grid | Southeast | 3 | Petroleum Liquids | IC | 2021 | EIA860 | S | 2.6 |  | 0.8 | 2.5 | 2.5 | 0.5 | N |  |  | SB | Y | 9 | 1974 |  |  | N | Electric Utility | 1 | DFO |  |  |  |  | 10M | N | N | N
P11 | Lemon Creek | AEA-133 | 213 | Alaska Electric Light & Power Company | 64 |  |  | 1 | 222-0000 | Juneau_grid | Southeast | 7 | Petroleum Liquids | IC | 2021 | EIA860 | S | 2.8 |  | 0.8 | 2.5 | 2.5 | 0.5 | N |  |  | SB | Y | 8 | 1983 |  |  | N | Electric Utility | 1 | DFO |  |  |  |  | 10M | N | N | N
P11 | Lemon Creek | AEA-133 | 213 | Alaska Electric Light & Power Company | 64 |  |  | 1 | 222-0000 | Juneau_grid | Southeast | IC10 | Petroleum Liquids | IC | 2021 | EIA860 | S | 2.8 |  | 0.8 | 2.5 | 2.5 | 0.5 | N |  |  | SB | Y | 9 | 1984 |  |  | N | Electric Utility | 1 | DFO |  |  |  |  | 10M | N | N | N
P11 | Lemon Creek | AEA-133 | 213 | Alaska Electric Light & Power Company | 64 |  |  | 1 | 222-0000 | Juneau_grid | Southeast | IC11 | Petroleum Liquids | IC | 2021 | EIA860 | S | 2.8 |  | 0.8 | 2.5 | 2.5 | 0.5 | N |  |  | SB | Y | 9 | 1984 |  |  | N | Electric Utility | 1 | DFO |  |  |  |  | 10M | N | N | N
P11 | Lemon Creek | AEA-133 | 213 | Alaska Electric Light & Power Company | 64 |  |  | 1 | 222-0000 | Juneau_grid | Southeast | IC12 | Petroleum Liquids | IC | 2021 | EIA860 | S | 2.8 |  | 0.8 | 2.5 | 2.5 | 0.5 | N |  |  | SB | Y | 9 | 1984 |  |  | N | Electric Utility | 1 | DFO |  |  |  |  | 10M | N | N | N
P11 | Lemon Creek | AEA-133 | 213 | Alaska Electric Light & Power Company | 64 |  |  | 1 | 222-0000 | Juneau_grid | Southeast | IC8 | Petroleum Liquids | IC | 2021 | EIA860 | S | 2.8 |  | 0.8 | 2.5 | 2.5 | 0.5 | N |  |  | SB | Y | 8 | 1985 |  |  | N | Electric Utility | 1 | DFO |  |  |  |  | 10M | N | N | N
P11 | Lemon Creek | AEA-133 | 213 | Alaska Electric Light & Power Company | 64 |  |  | 1 | 222-0000 | Juneau_grid | Southeast | IC9 | Petroleum Liquids | IC | 2021 | EIA860 | S | 2.8 |  | 0.8 | 2.5 | 2.5 | 0.5 | N |  |  | SB | Y | 8 | 1985 |  |  | N | Electric Utility | 1 | DFO |  |  |  |  | 10M | N | N | N
P110 | Barrow | AEA-134 | 1276 | Barrow Utilities & Electric Cooperative Inc. | 7173 |  |  | 214 | 221-0000 | Utqiagvik_grid | North Slope | 11 | Natural Gas Fired Combustion Turbine | GT | 2021 | EIA860 | S | 4.8 |  | 0.8 | 4.8 | 5 | 0.5 | N |  |  | OP | X | 11 | 1996 |  |  | N | Electric Utility | 1 | NG |  |  |  |  | 10M | N | N | N
P110 | Barrow | AEA-134 | 1276 | Barrow Utilities & Electric Cooperative Inc. | 7173 |  |  | 214 | 221-0000 | Utqiagvik_grid | North Slope | 12 | Natural Gas Fired Combustion Turbine | GT | 2021 | EIA860 | S | 5 |  | 0.8 | 5 | 5.3 | 0.5 | N |  |  | OP | X | 6 | 2001 |  |  | N | Electric Utility | 1 | NG | DFO |  |  |  | 10M | Y | N | Y
P110 | Barrow | AEA-134 | 1276 | Barrow Utilities & Electric Cooperative Inc. | 7173 |  |  | 214 | 221-0000 | Utqiagvik_grid | North Slope | 6 | Natural Gas Fired Combustion Turbine | GT | 2021 | EIA860 | W | 2.5 |  | 0.8 | 2.5 | 3 | 0.5 | N |  |  | OP | X | 2 | 1977 |  |  | N | Electric Utility | 1 | NG | DFO |  |  |  | 10M | Y | N | Y
P110 | Barrow | AEA-134 | 1276 | Barrow Utilities & Electric Cooperative Inc. | 7173 |  |  | 214 | 221-0000 | Utqiagvik_grid | North Slope | 7 | Natural Gas Fired Combustion Turbine | GT | 2021 | EIA860 | W | 2.5 |  | 0.8 | 2.5 | 3 | 0.5 | N |  |  | OP | X | 12 | 1980 |  |  | N | Electric Utility | 1 | NG | DFO |  |  |  | 10M | Y | N | Y
P110 | Barrow | AEA-134 | 1276 | Barrow Utilities & Electric Cooperative Inc. | 7173 |  |  | 214 | 221-0000 | Utqiagvik_grid | North Slope | 8 | Natural Gas Fired Combustion Turbine | GT | 2021 | EIA860 | W | 2.5 |  | 0.8 | 2.5 | 3 | 0.5 | N |  |  | OP | X | 10 | 1982 |  |  | N | Electric Utility | 1 | NG | DFO |  |  |  | 10M | Y | N | Y
P110 | Barrow | AEA-134 | 1276 | Barrow Utilities & Electric Cooperative Inc. | 7173 |  |  | 214 | 221-0000 | Utqiagvik_grid | North Slope | 10 | Natural Gas Internal Combustion Engine | IC | 2021 | EIA860 | W | 1.5 |  | 0.8 | 1.5 | 1.5 | 0.5 | N |  |  | OS | X | 11 | 1994 |  |  | N | Electric Utility | 1 | NG |  |  |  |  | 10M | N | N | N
P110 | Barrow | AEA-134 | 1276 | Barrow Utilities & Electric Cooperative Inc. | 7173 |  |  | 214 | 221-0000 | Utqiagvik_grid | North Slope | 9 | Natural Gas Internal Combustion Engine | IC | 2021 | EIA860 | W | 1.5 |  | 0.8 | 1.5 | 1.5 | 0.5 | N |  |  | OS | X | 11 | 1994 |  |  | N | Electric Utility | 1 | NG |  |  |  |  | 10M | N | N | N
P111 | Beaver | AEA-013 |  | Beaver Joint Utilities |  |  | 331790 | 420 | 097-0000 | Beaver_grid | Yukon-Koyukuk/Upper Tanana | 1 | Internal Combustion Engine | IC | 2021 | AEA PH Assessment |  | 0.11 | [8 empty] | OP |  | 1 | 2019 |  |  |  | Electric Utility |  | DFO | [9 empty] | John Deere | 4045AFM85E
P111 | Beaver | AEA-013 |  | Beaver Joint Utilities |  |  | 331790 | 420 | 097-0000 | Beaver_grid | Yukon-Koyukuk/Upper Tanana | 2 | Internal Combustion Engine | IC | 2021 | AEA PH Assessment |  | 0.105 | [8 empty] | OP |  | 1 | 2020 |  |  |  | Electric Utility |  | DFO | [9 empty] | John Deere | 4045AFM85
P111 | Beaver | AEA-013 |  | Beaver Joint Utilities |  |  | 331790 | 420 | 097-0000 | Beaver_grid | Yukon-Koyukuk/Upper Tanana | 3 | Internal Combustion Engine | IC | 2021 | AEA PH Assessment |  | 0.105 | [8 empty] | OP |  | 1 | 2020 |  |  |  | Electric Utility |  | DFO | [9 empty] | John Deere | 4045AFM85E
P113 | Buckland | AEA-016 |  | Buckland, City of |  |  | 331820 | 432 | 099-0000 | Buckland_grid | Northwest Arctic |  | Batteries | BA |  | AEA |  | 0.277 | 0.196 | [7 empty] | OP |  | 12 | 2019 | [5 empty] | MWH
P113 | Buckland | AEA-016 |  | Buckland, City of |  |  | 331820 | 432 | 099-0000 | Buckland_grid | Northwest Arctic | 1 | Internal Combustion Engine | IC | 2021 | AEA PH Assessment |  | 0.476 | [8 empty] | OP | [6 empty] | Electric Utility |  | DFO | [9 empty] | Caterpillar | 3456
P113 | Buckland | AEA-016 |  | Buckland, City of |  |  | 331820 | 432 | 099-0000 | Buckland_grid | Northwest Arctic | 2 | Internal Combustion Engine | IC | 2021 | AEA PH Assessment |  | 0.476 | [8 empty] | OP | [6 empty] | Electric Utility |  | DFO | [9 empty] | Caterpillar | 3456
P113 | Buckland | AEA-016 |  | Buckland, City of |  |  | 331820 | 432 | 099-0000 | Buckland_grid | Northwest Arctic | 3 | Internal Combustion Engine | IC | 2021 | AEA PH Assessment |  | 0.2 | [8 empty] | OP | [6 empty] | Electric Utility |  | DFO | [9 empty] | CAT | C9DI
P113 | Buckland | AEA-016 |  | Buckland, City of |  |  | 331820 | 432 | 099-0000 | Buckland_grid | Northwest Arctic |  | Solar PV | PV |  | AEA |  | 0.046 | [8 empty] | OP |  | 12 | 2019 |  |  |  | Electric Utility | 1 | SUN | [8 empty] | VIF?
P113 | Buckland | AEA-016 |  | Buckland, City of |  |  | 331820 | 432 | 099-0000 | Buckland_grid | Northwest Arctic |  | Onshore Wind Turbine | WT |  | AEA |  | 0.2 | [8 empty] | OP |  |  | 2015 |  |  |  | Electric Utility | 1 | WND
P114 | Chalkyitsik | AEA-019 |  | Chalkyitsik Village Council |  |  | 331840 | 682 | 100-0000 | Chalkyitsik_grid | Yukon-Koyukuk/Upper Tanana | 1 | Internal Combustion Engine | IC | 2021 | AEA PH Assessment |  | 0.11 | [8 empty] | OS | [6 empty] | Electric Utility |  | DFO | [9 empty] | John Deere | 4045AFM85
P114 | Chalkyitsik | AEA-019 |  | Chalkyitsik Village Council |  |  | 331840 | 682 | 100-0000 | Chalkyitsik_grid | Yukon-Koyukuk/Upper Tanana | 2 | Internal Combustion Engine | IC | 2021 | AEA PH Assessment |  | 0.117 | [8 empty] | OP | [6 empty] | Electric Utility |  | DFO | [9 empty] | John Deere | 4045HF485E
P114 | Chalkyitsik | AEA-019 |  | Chalkyitsik Village Council |  |  | 331840 | 682 | 100-0000 | Chalkyitsik_grid | Yukon-Koyukuk/Upper Tanana | 3 | Internal Combustion Engine | IC | 2021 | AEA PH Assessment |  | 0.1 | [8 empty] | OP | [6 empty] | Electric Utility |  | DFO | [9 empty] | John Deere | 4045AFM85E
P115 | Chenega Bay | AEA-020 |  | Chenega Ira Council |  |  | 331850 | 686 | 101-0000 | Chenega_grid | Copper River/Chugach | 2 | Internal Combustion Engine | IC | 2021 | AEA PH Assessment |  | 0.076 | [8 empty] | OP | [6 empty] | Electric Utility |  | DFO | [9 empty] | John Deere | 4045TFM75
P115 | Chenega Bay | AEA-020 |  | Chenega Ira Council |  |  | 331850 | 686 | 101-0000 | Chenega_grid | Copper River/Chugach | 2 | Internal Combustion Engine | IC | 2021 | AEA PH Assessment |  | 0.076 | [8 empty] | OP | [6 empty] | Electric Utility |  | DFO | [9 empty] | John Deere | 4045TFM75
P115 | Chenega Bay | AEA-020 |  | Chenega Ira Council |  |  | 331850 | 686 | 101-0000 | Chenega_grid | Copper River/Chugach | 1 | Internal Combustion Engine | IC | 2021 | AEA PH Assessment |  | 0.105 | [8 empty] | OP |  | 9 | 2020 |  |  |  | Electric Utility |  | DFO | [9 empty] | John Deere | 4045AFM85
P115 | Chenega Bay | AEA-020 |  | Chenega Ira Council |  |  | 331850 | 686 | 101-0000 | Chenega_grid | Copper River/Chugach | 1 | Internal Combustion Engine | IC | 2021 | AEA PH Assessment |  | 0.105 | [8 empty] | OP |  | 9 | 2020 |  |  |  | Electric Utility |  | DFO | [9 empty] | John Deere | 4045AFM85
P115 | Chenega Bay | AEA-020 |  | Chenega Ira Council |  |  | 331850 | 686 | 101-0000 | Chenega_grid | Copper River/Chugach | 3 | Internal Combustion Engine | IC | 2021 | AEA PH Assessment |  | 0.125 | [8 empty] | OP |  | 3 | 2022 |  |  |  | Electric Utility |  | DFO | [9 empty] | John Deere | 4045AFM85
P116 | Chignik Lagoon | AEA-023 |  | Chignik Lagoon Power Utility |  | Packer's Creek | 331870 | 658 | 102-0000 | Chignik Lagoon_grid | Bristol Bay |  | Conventional Hydroelectric | HY |  | AEA |  | 0.167 | [8 empty] | OP |  | 6 | 2015 |  |  |  | Electric Utility | 1 | WND |  |  |  | 0
P116 | Chignik Lagoon | AEA-023 |  | Chignik Lagoon Power Utility |  |  | 331870 | 658 | 102-0000 | Chignik Lagoon_grid | Bristol Bay | 1 | Internal Combustion Engine | IC | 2021 | AEA PH Assessment |  | 0.148 | [8 empty] | OP | [6 empty] | Electric Utility |  | DFO | [9 empty] | John Deere | 6068AF001
P116 | Chignik Lagoon | AEA-023 |  | Chignik Lagoon Power Utility |  |  | 331870 | 658 | 102-0000 | Chignik Lagoon_grid | Bristol Bay | 2 | Internal Combustion Engine | IC | 2021 | AEA PH Assessment |  | 0.16 | [8 empty] | OP | [6 empty] | Electric Utility |  | DFO | [9 empty] | John Deere | 6081AF001
P116 | Chignik Lagoon | AEA-023 |  | Chignik Lagoon Power Utility |  |  | 331870 | 658 | 102-0000 | Chignik Lagoon_grid | Bristol Bay | 3 | Internal Combustion Engine | IC | 2021 | AEA PH Assessment |  | 0.185 | [8 empty] | OP | [6 empty] | Electric Utility |  | DFO | [9 empty] | John Deere | 6081AFM75
P117 | Chignik Lake | AEA-022 |  | Chignik Lake Electric Utility |  |  | 331880 | 437 | 103-0000 | Chignik Lake_grid | Bristol Bay | 2 | Internal Combustion Engine | IC | 2021 | AEA PH Assessment |  | 0.11 | [8 empty] | OS |  | 5 | 2015 |  |  |  | Electric Utility |  | DFO | [9 empty] | John Deere | 4045AFM85
P117 | Chignik Lake | AEA-022 |  | Chignik Lake Electric Utility |  |  | 331880 | 437 | 103-0000 | Chignik Lake_grid | Bristol Bay | 3 | Internal Combustion Engine | IC | 2021 | AEA PH Assessment |  | 0.11 | [8 empty] | OP |  | 5 | 2015 |  |  |  | Electric Utility |  | DFO | [9 empty] | John Deere | 4045AFM85
P117 | Chignik Lake | AEA-022 |  | Chignik Lake Electric Utility |  |  | 331880 | 437 | 103-0000 | Chignik Lake_grid | Bristol Bay | 1 | Internal Combustion Engine | IC | 2021 | AEA PH Assessment |  | 0.15 | [8 empty] | OS |  | 9 | 2020 |  |  |  | Electric Utility |  | DFO | [9 empty] | John Deere | 6068AFM85
P117 | Chignik Lake | AEA-022 |  | Chignik Lake Electric Utility |  |  | 331880 | 437 | 103-0000 | Chignik Lake_grid | Bristol Bay | 4 | Internal Combustion Engine | IC | 2021 | AEA PH Assessment |  | 0.065 | [8 empty] | OP |  | 9 | 2020 |  |  |  | Electric Utility |  | DFO | [9 empty] | John Deere | 4045TFM85
P118 | Chignik Bay | AEA-021 |  | Chignik, City of |  |  | 331860 | 297 | 104-0000 | Chignik_grid | Bristol Bay |  | Conventional Hydroelectric | HY |  | AEA |  | 0.06 | [8 empty] | OP |  |  | 1949 |  |  |  | Electric Utility | 1 | WAT |  |  |  | 0
P118 | Chignik Bay | AEA-021 |  | Chignik, City of |  |  | 331860 | 297 | 104-0000 | Chignik_grid | Bristol Bay | 1 | Internal Combustion Engine | IC | 2021 | AEA PH Assessment |  | 0.229 | [8 empty] | OP | [6 empty] | Electric Utility |  | DFO | [9 empty] | John Deere | 6090HF485
P118 | Chignik Bay | AEA-021 |  | Chignik, City of |  |  | 331860 | 297 | 104-0000 | Chignik_grid | Bristol Bay | 2 | Internal Combustion Engine | IC | 2021 | AEA PH Assessment |  | 0.229 | [8 empty] | OP | [6 empty] | Electric Utility |  | DFO | [9 empty] | John deere | 6090HF485
P118 | Chignik Bay | AEA-021 |  | Chignik, City of |  |  | 331860 | 297 | 104-0000 | Chignik_grid | Bristol Bay | 3 | Internal Combustion Engine | IC | 2021 | AEA PH Assessment |  | 0.117 | [8 empty] | OP | [6 empty] | Electric Utility |  | DFO | [9 empty] | John deere | 4045HF485
P119 | Chitina | AEA-024 |  | Chitina Electric Inc |  |  | 331890 | 368 | 105-0000 | Chitina_grid | Copper River/Chugach | 1 | Internal Combustion Engine | IC | 2021 | AEA PH Assessment |  | 0.117 | [8 empty] | OS | [6 empty] | Electric Utility |  | DFO | [9 empty] | John Deere | 4045HF485 | 472
P119 | Chitina | AEA-024 |  | Chitina Electric Inc |  |  | 331890 | 368 | 105-0000 | Chitina_grid | Copper River/Chugach | 2 | Internal Combustion Engine | IC | 2021 | AEA PH Assessment |  | 0.117 | [8 empty] | OP | [6 empty] | Electric Utility |  | DFO | [9 empty] | John Deere | 4045HF485
P119 | Chitina | AEA-024 |  | Chitina Electric Inc |  |  | 331890 | 368 | 105-0000 | Chitina_grid | Copper River/Chugach | 3 | Internal Combustion Engine | IC | 2021 | AEA PH Assessment |  | 0.117 | [8 empty] | OP | [6 empty] | Electric Utility |  | DFO | [9 empty] | John Deere | 4045TFM75
P12 | Salmon Creek 1 | AEA-133 | 213 | Alaska Electric Light & Power Company | 65 | Salmon Creek |  | 1 | 222-0000 | Juneau_grid | Southeast | HY7 | Conventional Hydroelectric | HY | 2021 | EIA860 | S | 8.5 |  | 0.8 | 5.2 | 5.2 | 0.5 | N | 12 | 1984 | OP | X |  | 1913 |  |  | N | Electric Utility | 1 | WAT |  |  |  |  | 10M | N
P120 | Beluga | AEA-132 | 3522 | Chugach Electric Assn Inc | 96 |  |  | 8 | 215-1985 | Railbelt_grid | Railbelt | 8 | Natural Gas Fired Combined Cycle | CA | 2021 | EIA860 | S | 62 |  | 0.9 | 44 | 53 | 10 | N |  |  | RE | X | 9 | 1982 | 4 | 2015 | N | Electric Utility | 1 | NG |  |  |  |  | 12H | N | N | N
P120 | Beluga | AEA-132 | 3522 | Chugach Electric Assn Inc | 96 |  |  | 8 | 215-1985 | Railbelt_grid | Railbelt | 1 | Natural Gas Fired Combustion Turbine | GT | 2021 | EIA860 | S | 16 |  | 0.85 | 18.9 | 19.6 | 1 | N |  |  | OP | X | 1 | 1968 |  |  | N | Electric Utility | 1 | NG |  |  |  |  | 1H | N
P120 | Beluga | AEA-132 | 3522 | Chugach Electric Assn Inc | 96 |  |  | 8 | 215-1985 | Railbelt_grid | Railbelt | 2 | Natural Gas Fired Combustion Turbine | GT | 2021 | EIA860 | S | 16 |  | 0.85 | 18.9 | 19.6 | 1 | N |  |  | OS | X | 1 | 1968 |  |  | N | Electric Utility | 1 | NG |  |  |  |  | 1H | N
P120 | Beluga | AEA-132 | 3522 | Chugach Electric Assn Inc | 96 |  |  | 8 | 215-1985 | Railbelt_grid | Railbelt | 3 | Natural Gas Fired Combustion Turbine | GT | 2021 | EIA860 | S | 59.1 |  | 0.9 | 58 | 64.8 | 2 | N |  |  | OP | X | 5 | 1972 |  |  | N | Electric Utility | 1 | NG |  |  |  |  | 1H | N
P120 | Beluga | AEA-132 | 3522 | Chugach Electric Assn Inc | 96 |  |  | 8 | 215-1985 | Railbelt_grid | Railbelt | 5 | Natural Gas Fired Combustion Turbine | GT | 2021 | EIA860 | S | 68.3 |  | 0.9 | 61.4 | 68.7 | 2 | N |  |  | OP | X | 10 | 1975 |  |  | N | Electric Utility | 1 | NG |  |  |  |  | 1H | N | N | N
P120 | Beluga | AEA-132 | 3522 | Chugach Electric Assn Inc | 96 |  |  | 8 | 215-1985 | Railbelt_grid | Railbelt | 6 | Natural Gas Fired Combustion Turbine | GT | 2021 | EIA860 | S | 76.5 |  | 0.9 | 72.6 | 79.2 | 2 | N |  |  | OS | X | 5 | 1976 |  |  | N | Electric Utility | 1 | NG |  |  |  |  | 1H | N | N
P120 | Beluga | AEA-132 | 3522 | Chugach Electric Assn Inc | 96 |  |  | 8 | 215-1985 | Railbelt_grid | Railbelt | 7 | Natural Gas Fired Combustion Turbine | GT | 2021 | EIA860 | S | 76.5 |  | 0.9 | 70.6 | 80.1 | 2 | N |  |  | OP | X | 12 | 1978 |  |  | N | Electric Utility | 1 | NG |  | PG |  |  | 1H | N | N | N
P121 | Cooper Lake | AEA-132 | 3522 | Chugach Electric Assn Inc | 6291 | Cooper Creek/Stetson Creek |  | 8 | 215-1985 | Railbelt_grid | Railbelt | 1 | Conventional Hydroelectric | HY | 2021 | EIA860 | S | 9.7 |  | 0.85 | 9.7 | 9.7 | 6.5 | N | 8 | 2015 | OP | X | 5 | 1961 |  |  | N | Electric Utility | 1 | WAT |  |  |  |  | 1H
P121 | Cooper Lake | AEA-132 | 3522 | Chugach Electric Assn Inc | 6291 | Cooper Creek/Stetson Creek |  | 8 | 215-1985 | Railbelt_grid | Railbelt | 2 | Conventional Hydroelectric | HY | 2021 | EIA860 | S | 9.7 |  | 0.85 | 9.7 | 9.7 | 6.5 | N | 8 | 2015 | OP | X | 5 | 1961 |  |  | N | Electric Utility | 1 | WAT |  |  |  |  | 1H
P122 | International | AEA-132 | 3522 | Chugach Electric Assn Inc | 6293 |  |  | 8 | 215-1985 | Railbelt_grid | Railbelt | 1 | Natural Gas Fired Combustion Turbine | GT | 2021 | EIA860 | S | 15 |  | 0.85 | 12.6 | 14.1 | 1 | N |  |  | OS | X | 12 | 1964 |  |  | N | Electric Utility | 1 | NG |  |  |  |  | 1H | N
P122 | International | AEA-132 | 3522 | Chugach Electric Assn Inc | 6293 |  |  | 8 | 215-1985 | Railbelt_grid | Railbelt | 2 | Natural Gas Fired Combustion Turbine | GT | 2021 | EIA860 | S | 15 |  | 0.85 | 12.6 | 14.1 | 1 | N |  |  | RE | X | 11 | 1965 | 8 | 2020 | N | Electric Utility | 1 | NG |  |  |  |  | 1H | N
P122 | International | AEA-132 | 3522 | Chugach Electric Assn Inc | 6293 |  |  | 8 | 215-1985 | Railbelt_grid | Railbelt | 3 | Natural Gas Fired Combustion Turbine | GT | 2021 | EIA860 | S | 16.3 |  | 0.85 | 16.7 | 18.5 | 2 | N |  |  | RE | X | 11 | 1969 | 8 | 2015 | N | Electric Utility | 1 | NG |  |  |  |  | 1H | N
P123 | Southcentral Power Project | AEA-132 | 3522 | Chugach Electric Assn Inc | 57036 |  |  | 8 | 215-1985 | Railbelt_grid | Railbelt | 4 | Natural Gas Fired Combined Cycle | CA | 2021 | EIA860 | J | 57.5 |  | 0.85 | 50.3 | 57 | 5 | N |  |  | OP | X | 1 | 2013 |  |  | N | Electric Utility | 1 | NG |  |  |  |  | 12H | N
P123 | Southcentral Power Project | AEA-132 | 3522 | Chugach Electric Assn Inc | 57036 |  |  | 8 | 215-1985 | Railbelt_grid | Railbelt | 1 | Natural Gas Fired Combined Cycle | CT | 2021 | EIA860 | J | 48.8 |  | 0.85 | 39.8 | 48.8 | 5 | N |  |  | OP | X | 1 | 2013 |  |  | N | Electric Utility | 1 | NG |  |  |  |  | 10M | N
P123 | Southcentral Power Project | AEA-132 | 3522 | Chugach Electric Assn Inc | 57036 |  |  | 8 | 215-1985 | Railbelt_grid | Railbelt | 2 | Natural Gas Fired Combined Cycle | CT | 2021 | EIA860 | J | 48.8 |  | 0.85 | 39.8 | 48.8 | 5 | N |  |  | OP | X | 1 | 2013 |  |  | N | Electric Utility | 1 | NG |  |  |  |  | 10M | N
P123 | Southcentral Power Project | AEA-132 | 3522 | Chugach Electric Assn Inc | 57036 |  |  | 8 | 215-1985 | Railbelt_grid | Railbelt | 3 | Natural Gas Fired Combined Cycle | CT | 2021 | EIA860 | J | 48.8 |  | 0.85 | 39.8 | 48.8 | 5 | N |  |  | OP | X | 1 | 2013 |  |  | N | Electric Utility | 1 | NG |  |  |  |  | 10M | N
P124 | Circle | AEA-025 |  | Circle Electric Utility |  |  | 331900 | 256 | 106-0000 | Circle_grid | Yukon-Koyukuk/Upper Tanana | 3 | Internal Combustion Engine | IC | 2021 | AEA PH Assessment |  | 0.09 | [8 empty] | OP |  | 8 | 2017 |  |  |  | Electric Utility |  | DFO | [9 empty] | John Deere | SE206946
P124 | Circle | AEA-025 |  | Circle Electric Utility |  |  | 331900 | 256 | 106-0000 | Circle_grid | Yukon-Koyukuk/Upper Tanana | 1 | Internal Combustion Engine | IC | 2021 | AEA PH Assessment |  | 0.1 | [8 empty] | OP |  | 8 | 2020 |  |  |  | Electric Utility |  | DFO | [9 empty] | John Deere | 4045AFM85
P124 | Circle | AEA-025 |  | Circle Electric Utility |  |  | 331900 | 256 | 106-0000 | Circle_grid | Yukon-Koyukuk/Upper Tanana | 2 | Internal Combustion Engine | IC | 2021 | AEA PH Assessment |  | 0.1 | [8 empty] | OP |  | 8 | 2020 |  |  |  | Electric Utility |  | DFO | [9 empty] | John Deere | 4045AFM85
P125 | Clark's Point | AEA-026 |  | Clark's Point, City of |  |  | 331910 | 360 | 107-0000 | Clark's Point_grid | Bristol Bay | 1 | Internal Combustion Engine | IC | 2021 | AEA PH Assessment |  | 0.1698 | [8 empty] | OP |  | 9 | 2019 |  |  |  | Electric Utility |  | DFO | [9 empty] | John Deere | 6068AFM85
P125 | Clark's Point | AEA-026 |  | Clark's Point, City of |  |  | 331910 | 360 | 107-0000 | Clark's Point_grid | Bristol Bay | 2 | Internal Combustion Engine | IC | 2021 | AEA PH Assessment |  | 0.09 | [8 empty] | OP |  | 9 | 2019 |  |  |  | Electric Utility |  | DFO | [9 empty] | John Deere | 4045TFM75
P125 | Clark's Point | AEA-026 |  | Clark's Point, City of |  |  | 331910 | 360 | 107-0000 | Clark's Point_grid | Bristol Bay | 3 | Internal Combustion Engine | IC | 2021 | AEA PH Assessment |  | 0.09 | [8 empty] | OP |  | 9 | 2019 |  |  |  | Electric Utility |  | DFO | [9 empty] | John Deere | 4045TFM75
P126 | Allison Creek Hydro | AEA-103 | 4329 | Copper Valley Elec Assn Inc | 58982 |  |  | 10 | 216-1982 | CopperValley_grid | Copper River/Chugach | GEN1 | Conventional Hydroelectric | HY | 2021 | EIA860 | S | 6.5 |  | 0.9 | 6.5 | 6.5 | 0.3 | N |  |  | OP | X | 10 | 2016 |  |  | N | Electric Utility | 1 | WAT |  |  |  |  | 1H | N
P127 | Glennallen | AEA-103 | 4329 | Copper Valley Elec Assn Inc | 6305 |  |  | 10 | 216-1982 | CopperValley_grid | Copper River/Chugach | 6 | Petroleum Liquids | IC | 2021 | EIA860 | S | 2.6 |  | 0.8 | 2.5 | 2.5 | 0.5 | N |  |  | OP | X | 5 | 1976 |  |  | N | Electric Utility | 1 | DFO |  |  |  |  | 10M | N | N | N
P127 | Glennallen | AEA-103 | 4329 | Copper Valley Elec Assn Inc | 6305 |  |  | 10 | 216-1982 | CopperValley_grid | Copper River/Chugach | 7 | Petroleum Liquids | IC | 2021 | EIA860 | S | 2.6 |  | 0.8 | 2.5 | 2.5 | 0.5 | N |  |  | OP | X | 5 | 1976 |  |  | N | Electric Utility | 1 | DFO |  |  |  |  | 10M | N | N | N
P127 | Glennallen | AEA-103 | 4329 | Copper Valley Elec Assn Inc | 6305 |  |  | 10 | 216-1982 | CopperValley_grid | Copper River/Chugach | 8 | Petroleum Liquids | IC | 2021 | EIA860 | S | 1.2 |  | 0.8 | 1.2 | 1.2 | 0.2 | N |  |  | OP | X | 2 | 1999 |  |  | N | Electric Utility | 1 | DFO |  |  |  |  | 10M | N | N | N
P127 | Glennallen | AEA-103 | 4329 | Copper Valley Elec Assn Inc | 6305 |  |  | 10 | 216-1982 | CopperValley_grid | Copper River/Chugach | 9 | Petroleum Liquids | IC | 2021 | EIA860 | S | 2.8 |  | 0.8 | 2.8 | 2.8 | 0.5 | N |  |  | OP | X | 5 | 2010 |  |  | N | Electric Utility | 1 | DFO |  |  |  |  | OVER | N | N | N
P127 | Glennallen | AEA-103 | 4329 | Copper Valley Elec Assn Inc | 6305 |  |  | 10 | 216-1982 | CopperValley_grid | Copper River/Chugach | 1 | Petroleum Liquids | IC | 2021 | EIA860 | S | 0.3 |  |  | 0.3 | 0.3 |  | N |  |  | RE | X | 88 | 1959 | 7 | 2008 | N | Electric Utility | 1 | DFO
P127 | Glennallen | AEA-103 | 4329 | Copper Valley Elec Assn Inc | 6305 |  |  | 10 | 216-1982 | CopperValley_grid | Copper River/Chugach | 2 | Petroleum Liquids | IC | 2021 | EIA860 | S | 0.3 |  |  | 0.3 | 0.3 |  | N |  |  | RE | X | 88 | 1959 | 7 | 2008 | N | Electric Utility | 1 | DFO
P127 | Glennallen | AEA-103 | 4329 | Copper Valley Elec Assn Inc | 6305 |  |  | 10 | 216-1982 | CopperValley_grid | Copper River/Chugach | 3 | Petroleum Liquids | IC | 2021 | EIA860 | S | 0.5 |  | 0.8 | 0.5 | 0.5 | 0.1 | N |  |  | RE | X | 4 | 1963 | 5 | 2019 | N | Electric Utility | 1 | DFO |  |  |  |  | 10M | N | N | N
P127 | Glennallen | AEA-103 | 4329 | Copper Valley Elec Assn Inc | 6305 |  |  | 10 | 216-1982 | CopperValley_grid | Copper River/Chugach | 4 | Petroleum Liquids | IC | 2021 | EIA860 | S | 0.5 |  | 0.8 | 0.5 | 0.5 | 0.1 | N |  |  | RE | X | 4 | 1966 | 5 | 2019 | N | Electric Utility | 1 | DFO |  |  |  |  | 10M | N | N | N
P127 | Glennallen | AEA-103 | 4329 | Copper Valley Elec Assn Inc | 6305 |  |  | 10 | 216-1982 | CopperValley_grid | Copper River/Chugach | 5 | Petroleum Liquids | IC | 2021 | EIA860 | S | 0.5 |  | 0.8 | 0.5 | 0.5 | 0.1 | N |  |  | RE | X | 4 | 1966 | 5 | 2019 | N | Electric Utility | 1 | DFO |  |  |  |  | 10M | N | N | N
P128 | Solomon Gulch | AEA-103 | 4329 | Copper Valley Elec Assn Inc | 390 |  |  | 10 | 216-1982 | CopperValley_grid | Copper River/Chugach | 1 | Conventional Hydroelectric | HY | 2021 | EIA860 | S | 6 |  | 0.8 | 6 | 6 | 0.5 | N |  |  | OP | X | 1 | 1982 |  |  | N | Electric Utility | 1 | WAT |  |  |  |  | 1H | N
P128 | Solomon Gulch | AEA-103 | 4329 | Copper Valley Elec Assn Inc | 390 |  |  | 10 | 216-1982 | CopperValley_grid | Copper River/Chugach | 2 | Conventional Hydroelectric | HY | 2021 | EIA860 | S | 6 |  | 0.8 | 6 | 6 | 0.5 | N |  |  | OP | X | 1 | 1982 |  |  | N | Electric Utility | 1 | WAT |  |  |  |  | 1H | N
P129 | Valdez | AEA-103 | 4329 | Copper Valley Elec Assn Inc | 6306 |  |  | 10 | 216-1982 | CopperValley_grid | Copper River/Chugach | 7 | Petroleum Liquids | GT | 2021 | EIA860 | S | 2.8 |  | 0.8 | 2.8 | 2.8 | 0.5 | N |  |  | RE | X | 8 | 1976 | 1 | 2018 | N | Electric Utility | 1 | DFO |  |  |  |  | 10M | N | N | N
P129 | Valdez | AEA-103 | 4329 | Copper Valley Elec Assn Inc | 6306 |  |  | 10 | 216-1982 | CopperValley_grid | Copper River/Chugach | 11 | Petroleum Liquids | IC | 2021 | EIA860 | S | 1.6 |  | 0.8 | 1.6 | 1.6 | 0.1 | N |  |  | OP | X | 6 | 2017 |  |  | N | Electric Utility | 1 | DFO |  |  |  |  | 10M | N | N | N
P129 | Valdez | AEA-103 | 4329 | Copper Valley Elec Assn Inc | 6306 |  |  | 10 | 216-1982 | CopperValley_grid | Copper River/Chugach | 12 | Petroleum Liquids | IC | 2021 | EIA860 | S | 1.6 |  | 0.8 | 1.6 | 1.6 | 0.1 | N |  |  | OP | X | 6 | 2017 |  |  | N | Electric Utility | 1 | DFO |  |  |  |  | 10M | N | N | N
P129 | Valdez | AEA-103 | 4329 | Copper Valley Elec Assn Inc | 6306 |  |  | 10 | 216-1982 | CopperValley_grid | Copper River/Chugach | 4 | Petroleum Liquids | IC | 2021 | EIA860 | S | 1.9 |  | 0.8 | 1.5 | 1.5 | 0.2 | N |  |  | OP | X | 10 | 1972 |  |  | N | Electric Utility | 1 | DFO |  |  |  |  | 10M | N | N | N
P129 | Valdez | AEA-103 | 4329 | Copper Valley Elec Assn Inc | 6306 |  |  | 10 | 216-1982 | CopperValley_grid | Copper River/Chugach | 5 | Petroleum Liquids | IC | 2021 | EIA860 | S | 2.6 |  | 0.8 | 2 | 2 | 0.5 | N |  |  | OP | X | 6 | 1975 |  |  | N | Electric Utility | 1 | DFO |  |  |  |  | 10M | N | N | N
P129 | Valdez | AEA-103 | 4329 | Copper Valley Elec Assn Inc | 6306 |  |  | 10 | 216-1982 | CopperValley_grid | Copper River/Chugach | 6 | Petroleum Liquids | IC | 2021 | EIA860 | S | 0.9 |  | 0.8 | 0.8 | 0.8 | 0.1 | N |  |  | OP | X | 8 | 1974 |  |  | N | Electric Utility | 1 | DFO |  |  |  |  | 10M | N | N | N
P129 | Valdez | AEA-103 | 4329 | Copper Valley Elec Assn Inc | 6306 |  |  | 10 | 216-1982 | CopperValley_grid | Copper River/Chugach | 1 | Petroleum Liquids | IC | 2021 | EIA860 | S | 0.5 |  | 0.8 | 0.5 | 0.5 | 0.1 | N |  |  | RE | X | 1 | 1967 | 6 | 2016 | N | Electric Utility | 1 | DFO |  |  |  |  | OVER |  | N | N
P129 | Valdez | AEA-103 | 4329 | Copper Valley Elec Assn Inc | 6306 |  |  | 10 | 216-1982 | CopperValley_grid | Copper River/Chugach | 2 | Petroleum Liquids | IC | 2021 | EIA860 | S | 0.5 |  | 0.8 | 0.5 | 0.5 | 0.1 | N |  |  | RE | X | 1 | 1967 | 6 | 2016 | N | Electric Utility | 1 | DFO |  |  |  |  | 10M |  | N | N
P129 | Valdez | AEA-103 | 4329 | Copper Valley Elec Assn Inc | 6306 |  |  | 10 | 216-1982 | CopperValley_grid | Copper River/Chugach | 3 | Petroleum Liquids | IC | 2021 | EIA860 | S | 0.5 |  | 0.8 | 0.5 | 0.5 | 0.1 | N |  |  | RE | X | 1 | 1967 | 6 | 2016 | N | Electric Utility | 1 | DFO |  |  |  |  | OVER |  | N | N
P13 | Snettisham | AEA-133 | 213 | Alaska Electric Light & Power Company | 78 |  |  | 1 | 222-0000 | Juneau_grid | Southeast | 1 | Conventional Hydroelectric | HY | 2021 | EIA860 | W | 23.6 |  | 0.9 | 23.5 | 23.5 | 2 | N |  |  | OP | X | 11 | 1973 |  |  | N | Electric Utility | 1 | WAT |  |  |  |  | 10M | N
P13 | Snettisham | AEA-133 | 213 | Alaska Electric Light & Power Company | 78 |  |  | 1 | 222-0000 | Juneau_grid | Southeast | 2 | Conventional Hydroelectric | HY | 2021 | EIA860 | W | 23.6 |  | 0.9 | 23.5 | 23.5 | 2 | N |  |  | OP | X | 11 | 1973 |  |  | N | Electric Utility | 1 | WAT |  |  |  |  | 10M | N
P13 | Snettisham | AEA-133 | 213 | Alaska Electric Light & Power Company | 78 |  |  | 1 | 222-0000 | Juneau_grid | Southeast | 3 | Conventional Hydroelectric | HY | 2021 | EIA860 | W | 31 |  | 0.9 | 31 | 31 | 3 | N |  |  | OP | X | 12 | 1990 |  |  | N | Electric Utility | 1 | WAT |  |  |  |  | 10M | N
P130 | Valdez Cogen | AEA-103 | 4329 | Copper Valley Elec Assn Inc | 7841 |  |  | 10 | 216-1982 | CopperValley_grid | Copper River/Chugach | 1 | Petroleum Liquids | GT | 2021 | EIA860 | S | 5.3 |  | 0.8 | 5.1 | 5.3 | 1 | N |  |  | OP | X | 4 | 2000 |  |  | Y | Electric Utility | 1 | WO |  |  |  |  | 1H | N | N | N
P131 | Eyak Service Center BESS | AEA-027 | 40215 | Cordova Electric Cooperative | 62714 |  |  | 160 | 014-1990 | Cordova_grid | Copper River/Chugach | BESS1 | Batteries | BA | 2021 | EIA860 | S | 1 |  |  | 1 | 1 | 0 | N |  |  | OP | X | 8 | 2019 |  |  | N | Electric Utility | 1 | MWH |  |  |  |  | 10M | N
P132 | Humpback Creek | AEA-027 | 40215 | Cordova Electric Cooperative | 7042 | Humpback Creek |  | 160 | 014-1990 | Cordova_grid | Copper River/Chugach | 1 | Conventional Hydroelectric | HY | 2021 | EIA860 | S | 0.5 |  | 0.8 | 0.4 | 0.4 | 0.2 | N | 7 | 2011 | OP | X | 6 | 1991 |  |  | N | Electric Utility | 1 | WAT |  |  |  |  | 10M
P132 | Humpback Creek | AEA-027 | 40215 | Cordova Electric Cooperative | 7042 | Humpback Creek |  | 160 | 014-1990 | Cordova_grid | Copper River/Chugach | 2 | Conventional Hydroelectric | HY | 2021 | EIA860 | S | 0.5 |  | 0.8 | 0.4 | 0.4 | 0.2 | N | 7 | 2011 | OP | X | 6 | 1991 |  |  | N | Electric Utility | 1 | WAT |  |  |  |  | 10M
P132 | Humpback Creek | AEA-027 | 40215 | Cordova Electric Cooperative | 7042 | Humpback Creek |  | 160 | 014-1990 | Cordova_grid | Copper River/Chugach | 3 | Conventional Hydroelectric | HY | 2021 | EIA860 | S | 0.2 |  | 0.8 | 0.2 | 0.2 | 0.1 | N | 7 | 2011 | OP | X | 6 | 1991 |  |  | N | Electric Utility | 1 | WAT |  |  |  |  | 10M
P133 | Orca | AEA-027 | 40215 | Cordova Electric Cooperative | 789 |  |  | 160 | 014-1990 | Cordova_grid | Copper River/Chugach | 3 | Petroleum Liquids | IC | 2021 | EIA860 | S | 2.5 |  | 0.8 | 2.5 | 2.5 | 1.5 | N |  |  | OP | X | 10 | 1984 |  |  | N | Electric Utility | 1 | DFO |  |  |  |  | 10M | N | N
P133 | Orca | AEA-027 | 40215 | Cordova Electric Cooperative | 789 |  |  | 160 | 014-1990 | Cordova_grid | Copper River/Chugach | 4 | Petroleum Liquids | IC | 2021 | EIA860 | S | 2.4 |  | 0.8 | 2.4 | 2.4 | 1.4 | N |  |  | OP | X | 10 | 1984 |  |  | N | Electric Utility | 1 | DFO |  |  |  |  | 10M | N | N | N
P133 | Orca | AEA-027 | 40215 | Cordova Electric Cooperative | 789 |  |  | 160 | 014-1990 | Cordova_grid | Copper River/Chugach | 5 | Petroleum Liquids | IC | 2021 | EIA860 | S | 1.1 |  | 0.8 | 1.1 | 1.1 | 0.7 | N |  |  | OP | X | 3 | 2000 |  |  | N | Electric Utility | 1 | DFO |  |  |  |  | 10M | N | N | N
P133 | Orca | AEA-027 | 40215 | Cordova Electric Cooperative | 789 |  |  | 160 | 014-1990 | Cordova_grid | Copper River/Chugach | 6 | Petroleum Liquids | IC | 2021 | EIA860 | S | 1.1 |  | 0.8 | 1.1 | 1.1 | 0.7 | N |  |  | OP | X | 3 | 2000 |  |  | N | Electric Utility | 1 | DFO |  |  |  |  | 10M | N | N | N
P133 | Orca | AEA-027 | 40215 | Cordova Electric Cooperative | 789 |  |  | 160 | 014-1990 | Cordova_grid | Copper River/Chugach | 7 | Petroleum Liquids | IC | 2021 | EIA860 | S | 3.6 |  | 0.8 | 3.6 | 3.6 | 2.2 | N |  |  | OP | X | 7 | 2009 |  |  | N | Electric Utility | 1 | DFO |  |  |  |  | 10M | N | N | N
P134 | Power Creek | AEA-027 | 40215 | Cordova Electric Cooperative | 7862 | Power Creek |  | 160 | 014-1990 | Cordova_grid | Copper River/Chugach | 4 | Conventional Hydroelectric | HY | 2021 | EIA860 | S | 3 |  | 0.8 | 2.8 | 2.7 | 0.1 | N |  |  | OP | X | 11 | 2001 |  |  | N | Electric Utility | 1 | WAT |  |  |  |  | 10M
P134 | Power Creek | AEA-027 | 40215 | Cordova Electric Cooperative | 7862 | Power Creek |  | 160 | 014-1990 | Cordova_grid | Copper River/Chugach | 5 | Conventional Hydroelectric | HY | 2021 | EIA860 | S | 3 |  | 0.8 | 2.8 | 2.7 | 0.1 | N |  |  | OP | X | 11 | 2001 |  |  | N | Electric Utility | 1 | WAT |  |  |  |  | 10M
P135 | Diomede | AEA-028 |  | Diomede Joint Utilities |  |  | 331930 | 383 | 110-0000 | Diomede_grid | Bering Straits | 1 | Internal Combustion Engine | IC | 2021 | AEA PH Assessment |  | 0.179 | [8 empty] | OP |  | 9 | 2017 |  |  |  | Electric Utility |  | DFO | [9 empty] | John Deere | 6081AFM75
P135 | Diomede | AEA-028 |  | Diomede Joint Utilities |  |  | 331930 | 383 | 110-0000 | Diomede_grid | Bering Straits | 2 | Internal Combustion Engine | IC | 2021 | AEA PH Assessment |  | 0.179 | [8 empty] | OS |  | 9 | 2017 |  |  |  | Electric Utility |  | DFO | [9 empty] | John Deere | 6981AFM75
P135 | Diomede | AEA-028 |  | Diomede Joint Utilities |  |  | 331930 | 383 | 110-0000 | Diomede_grid | Bering Straits | 3 | Internal Combustion Engine | IC | 2021 | AEA PH Assessment |  | 0.15 | [8 empty] | OS |  | 9 | 2017 |  |  |  | Electric Utility |  | DFO | [9 empty] | John Deere | 6068AFM75
P136 | Fort Greely Power Plant | AEA-116 | 19272 | Doyon Utilities Fort Greely | 54834 |  |  | 720 | 215-1985 | Railbelt_grid | Railbelt | EN-4 | Petroleum Liquids | IC | 2021 | EIA860 | S | 1.2 |  | 0.8 | 1.2 | 1.2 | 0.9 | N |  |  | SB | Y | 1 | 1959 |  |  | N | Commercial Non-CHP | 4 | DFO |  |  |  |  | 1H | N | N | N
P136 | Fort Greely Power Plant | AEA-116 | 19272 | Doyon Utilities Fort Greely | 54834 |  |  | 720 | 215-1985 | Railbelt_grid | Railbelt | EN-5 | Petroleum Liquids | IC | 2021 | EIA860 | S | 1.2 |  | 0.8 | 1.2 | 1.2 | 0.9 | N |  |  | SB | Y | 1 | 1959 |  |  | N | Commercial Non-CHP | 4 | DFO |  |  |  |  | 1H | N | N | N
P136 | Fort Greely Power Plant | AEA-116 | 19272 | Doyon Utilities Fort Greely | 54834 |  |  | 720 | 215-1985 | Railbelt_grid | Railbelt | EN-6 | Petroleum Liquids | IC | 2021 | EIA860 | S | 2.5 |  | 0.8 | 2.5 | 2.5 | 1 | N |  |  | SB | Y | 1 | 2010 |  |  | N | Commercial Non-CHP | 4 | DFO |  |  |  |  | 10M | N | N | N
P136 | Fort Greely Power Plant | AEA-116 | 19272 | Doyon Utilities Fort Greely | 54834 |  |  | 720 | 215-1985 | Railbelt_grid | Railbelt | EN-7 | Petroleum Liquids | IC | 2021 | EIA860 | S | 2.5 |  | 0.8 | 2.5 | 2.5 | 1 | N |  |  | SB | Y | 1 | 2010 |  |  | N | Commercial Non-CHP | 4 | DFO |  |  |  |  | 10M | N | N | N
P136 | Fort Greely Power Plant | AEA-116 | 19272 | Doyon Utilities Fort Greely | 54834 |  |  | 720 | 215-1985 | Railbelt_grid | Railbelt | EN-1 | Petroleum Liquids | IC | 2021 | EIA860 | S | 1 |  |  | 1 | 1 |  |  |  |  | RE | X | 1 | 1954 | 8 | 2009 | N | Commercial Non-CHP | 4 | DFO
P136 | Fort Greely Power Plant | AEA-116 | 19272 | Doyon Utilities Fort Greely | 54834 |  |  | 720 | 215-1985 | Railbelt_grid | Railbelt | EN-2 | Petroleum Liquids | IC | 2021 | EIA860 | S | 1 |  |  | 1 | 1 |  |  |  |  | RE | X | 1 | 1954 | 8 | 2009 | N | Commercial Non-CHP | 4 | DFO
P136 | Fort Greely Power Plant | AEA-116 | 19272 | Doyon Utilities Fort Greely | 54834 |  |  | 720 | 215-1985 | Railbelt_grid | Railbelt | EN-3 | Petroleum Liquids | IC | 2021 | EIA860 | S | 1 |  |  | 1 | 1 |  |  |  |  | RE | X | 1 | 1954 | 8 | 2009 | N | Commercial Non-CHP | 4 | DFO
P137 | Utility Plants Section | AEA-118 | 56389 | Doyon Utilities Fort Wainwright | 50308 |  |  | 726 | 215-1985 | Railbelt_grid | Railbelt | GEN1 | Conventional Steam Coal | ST | 2021 | EIA860 | S | 5 |  | 0.8 | 3.5 | 4.3 | 1.5 | N |  |  | OP | X | 1 | 1955 |  |  | Y | Electric Utility | 1 | SUB |  | SUB |  |  | 12H | N | N | N
P137 | Utility Plants Section | AEA-118 | 56389 | Doyon Utilities Fort Wainwright | 50308 |  |  | 726 | 215-1985 | Railbelt_grid | Railbelt | GEN3 | Conventional Steam Coal | ST | 2021 | EIA860 | S | 5 |  | 0.8 | 6.2 | 6.2 | 1.5 | N |  |  | OP | X | 1 | 1955 |  |  | Y | Electric Utility | 1 | SUB |  | SUB |  |  | 12H | N | N | N
P137 | Utility Plants Section | AEA-118 | 56389 | Doyon Utilities Fort Wainwright | 50308 |  |  | 726 | 215-1985 | Railbelt_grid | Railbelt | GEN4 | Conventional Steam Coal | ST | 2021 | EIA860 | S | 5 |  | 0.8 | 6.2 | 6.2 | 1.5 | N |  |  | OP | X | 1 | 1955 |  |  | Y | Electric Utility | 1 | SUB |  | SUB |  |  | 12H | N | N | N
P137 | Utility Plants Section | AEA-118 | 56389 | Doyon Utilities Fort Wainwright | 50308 |  |  | 726 | 215-1985 | Railbelt_grid | Railbelt | GEN5 | Conventional Steam Coal | ST | 2021 | EIA860 | S | 5 |  | 0.8 | 6.2 | 6.2 | 1.5 | N |  |  | OP | X | 1 | 1989 |  |  | Y | Electric Utility | 1 | SUB |  | SUB |  |  | 12H | N | N | N
P137 | Utility Plants Section | AEA-118 | 56389 | Doyon Utilities Fort Wainwright | 50308 |  |  | 726 | 215-1985 | Railbelt_grid | Railbelt | GEN2 | Conventional Steam Coal | ST | 2021 | EIA860 | S | 2.5 | [5 empty] | N |  |  | RE | X | 1 | 1945 | 12 | 2009 | Y | Electric Utility | 1 | SUB |  | SUB |  |  |  | N
P138 | JBER Landfill Gas Power Plant | AEA-122 | 58368 | Doyon Utilities LLC | 58380 |  |  | 724 | 215-1985 | Railbelt_grid | Railbelt | 1 | Landfill Gas | IC | 2021 | EIA860 | S | 2.3 |  | 0.8 | 1.4 | 1.4 | 1 | N |  |  | OP | X | 8 | 2012 |  |  | N | Commercial Non-CHP | 4 | LFG | NG |  |  |  | 10M | Y | Y | N
P138 | JBER Landfill Gas Power Plant | AEA-122 | 58368 | Doyon Utilities LLC | 58380 |  |  | 724 | 215-1985 | Railbelt_grid | Railbelt | 2 | Landfill Gas | IC | 2021 | EIA860 | S | 2.3 |  | 0.8 | 1.4 | 1.4 | 1 | N |  |  | OP | X | 8 | 2012 |  |  | N | Commercial Non-CHP | 4 | LFG | NG |  |  |  | 10M | Y | Y | N
P138 | JBER Landfill Gas Power Plant | AEA-122 | 58368 | Doyon Utilities LLC | 58380 |  |  | 724 | 215-1985 | Railbelt_grid | Railbelt | 3 | Landfill Gas | IC | 2021 | EIA860 | S | 2.3 |  | 0.8 | 1.4 | 1.4 | 1 | N |  |  | OP | X | 8 | 2012 |  |  | N | Commercial Non-CHP | 4 | LFG | NG |  |  |  | 10M | Y | Y | N
P138 | JBER Landfill Gas Power Plant | AEA-122 | 58368 | Doyon Utilities LLC | 58380 |  |  | 724 | 215-1985 | Railbelt_grid | Railbelt | 4 | Landfill Gas | IC | 2021 | EIA860 | S | 2.3 |  | 0.8 | 1.4 | 1.4 | 1 | N |  |  | OP | X | 8 | 2012 |  |  | N | Commercial Non-CHP | 4 | LFG | NG |  |  |  | 10M | Y | Y | N
P138 | JBER Landfill Gas Power Plant | AEA-122 | 58368 | Doyon Utilities LLC | 58380 |  |  | 724 | 215-1985 | Railbelt_grid | Railbelt | 5 | Landfill Gas | IC | 2021 | EIA860 | S | 2.3 |  | 0.8 | 1.4 | 1.4 | 1 | N |  |  | OP | X | 8 | 2013 |  |  | N | Commercial Non-CHP | 4 | LFG | NG |  |  |  | 10M | Y | Y | N
P139 | Egegik | AEA-029 | 5553 | Egegik Light & Power Co | 7180 |  | 331940 | 320 | 111-0000 | Egegik_grid | Bristol Bay | 1 | Internal Combustion Engine | IC | 2021 | AEA PH Assessment |  | 0.2 | [8 empty] | OP |  | 10 | 2013 |  |  |  | Electric Utility |  | DFO | [9 empty] | John Deere | 6090AFM75
P139 | Egegik | AEA-029 | 5553 | Egegik Light & Power Co | 7180 |  | 331940 | 320 | 111-0000 | Egegik_grid | Bristol Bay | 2 | Internal Combustion Engine | IC | 2021 | AEA PH Assessment |  | 0.4 | [8 empty] | OP |  | 10 | 2013 |  |  |  | Electric Utility |  | DFO | [9 empty] | Scania | CY9XN12.7DL6
P139 | Egegik | AEA-029 | 5553 | Egegik Light & Power Co | 7180 |  | 331940 | 320 | 111-0000 | Egegik_grid | Bristol Bay | 3 | Internal Combustion Engine | IC | 2021 | AEA PH Assessment |  | 0.2 | [8 empty] | OP |  | 2 | 2013 |  |  |  | Electric Utility |  | DFO | [9 empty] | John Deere | 6090AFM75
P139 | Egegik | AEA-029 | 5553 | Egegik Light & Power Co | 7180 |  | 331940 | 320 | 111-0000 | Egegik_grid | Bristol Bay | 4 | Internal Combustion Engine | IC | 2021 | AEA PH Assessment |  | 0.2 | [8 empty] | OP |  | 2 | 2013 |  |  |  | Electric Utility |  | DFO | [9 empty] | John Deere | 6090AFM75
P14 | Delta Wind Farm | AEA-113 | 58488 | Alaska Environmental Power LLC | 58511 |  |  | 742 | 215-1985 | Railbelt_grid | Railbelt | EWT1 | Onshore Wind Turbine | WT | 2021 | EIA860 | S | 0.9 |  |  | 0.9 | 0.9 | 0 | N |  |  | OP | X | 10 | 2009 |  |  | N | IPP Non-CHP | 2 | WND |  |  |  | 1
P14 | Delta Wind Farm | AEA-113 | 58488 | Alaska Environmental Power LLC | 58511 |  |  | 742 | 215-1985 | Railbelt_grid | Railbelt | EWT2 | Onshore Wind Turbine | WT | 2021 | EIA860 | S | 0.9 |  |  | 0.9 | 0.9 | 0 | N |  |  | OP | X | 9 | 2013 |  |  | N | IPP Non-CHP | 2 | WND |  |  |  | 1
P14 | Delta Wind Farm | AEA-113 | 58488 | Alaska Environmental Power LLC | 58511 |  |  | 742 | 215-1985 | Railbelt_grid | Railbelt | NW1 | Onshore Wind Turbine | WT | 2021 | EIA860 | S | 0.1 |  |  | 0.1 | 0.1 | 0 | N |  |  | OP | X | 9 | 2008 |  |  | N | IPP Non-CHP | 2 | WND |  |  |  | 1
P142 | Fire Island Wind | AEA-115 | 58422 | Fire Island Wind LLC | 58425 |  |  |  | 215-1985 | Railbelt_grid | Railbelt | WT1 | Onshore Wind Turbine | WT | 2021 | EIA860 | W | 18 |  |  | 18 | 18 | 0 | N |  |  | OP | X | 9 | 2012 |  |  | N | IPP Non-CHP | 2 | WND |  |  |  | 11
P144 | Galena Electric Utility | AEA-033 | 6915 | Galena, City of | 7437 |  | 331990 | 274 | 115-0000 | Galena_grid | Yukon-Koyukuk/Upper Tanana | 1A | Petroleum Liquids | IC | 2021 | EIA860 | S | 0.8 |  | 0.8 | 0.8 | 0.8 | 0.4 | N |  |  | OP | X | 6 | 1999 |  |  | N | Electric Utility | 1 | DFO |  |  |  |  | 10M | N | N | N
P144 | Galena Electric Utility | AEA-033 | 6915 | Galena, City of | 7437 |  | 331990 | 274 | 115-0000 | Galena_grid | Yukon-Koyukuk/Upper Tanana | 2A | Petroleum Liquids | IC | 2021 | EIA860 | S | 0.5 |  | 0.8 | 0.5 | 0.5 | 0.3 | N |  |  | OP | X | 8 | 2015 |  |  | N | Electric Utility | 1 | DFO |  |  |  | 0 | 10M | N | N | N
P144 | Galena Electric Utility | AEA-033 | 6915 | Galena, City of | 7437 |  | 331990 | 274 | 115-0000 | Galena_grid | Yukon-Koyukuk/Upper Tanana | 3A | Petroleum Liquids | IC | 2021 | EIA860 | S | 0.8 |  | 0.8 | 0.8 | 0.8 | 0.4 | N |  |  | OP | X | 6 | 2009 | 9 | 2022 | N | Electric Utility | 1 | DFO |  |  |  |  | 10M | N
P144 | Galena Electric Utility | AEA-033 | 6915 | Galena, City of | 7437 |  | 331990 | 274 | 115-0000 | Galena_grid | Yukon-Koyukuk/Upper Tanana | 4A | Petroleum Liquids | IC | 2021 | EIA860 | S | 1 |  | 0.8 | 1 | 1 | 0.5 | N |  |  | OP | X | 5 | 2004 |  |  | N | Electric Utility | 1 | DFO |  |  |  |  | 10M | N
P144 | Galena Electric Utility | AEA-033 | 6915 | Galena, City of | 7437 |  | 331990 | 274 | 115-0000 | Galena_grid | Yukon-Koyukuk/Upper Tanana | 5A | Petroleum Liquids | IC | 2021 | EIA860 | S | 0.8 |  | 0.8 | 0.8 | 0.8 | 0.4 | N |  |  | OP | X | 6 | 2009 |  |  | N | Electric Utility | 1 | DFO |  |  |  |  | 10M | N | N
P144 | Galena Electric Utility | AEA-033 | 6915 | Galena, City of | 7437 |  | 331990 | 274 | 115-0000 | Galena_grid | Yukon-Koyukuk/Upper Tanana | 2 | Petroleum Liquids | IC | 2021 | EIA860 | S | 0.8 |  |  | 0.7 | 0.7 |  | N |  |  | RE | X | 1 | 1990 | 5 | 2013 | N | Electric Utility | 1 | DFO | [5 empty] | N | N | N
P144 | Galena Electric Utility | AEA-033 | 6915 | Galena, City of | 7437 |  | 331990 | 274 | 115-0000 | Galena_grid | Yukon-Koyukuk/Upper Tanana | 3 | Petroleum Liquids | IC | 2021 | EIA860 | S | 0.8 |  |  | 0.7 | 0.7 |  | N |  |  | RE | X | 1 | 1990 | 1 | 2009 | N | Electric Utility | 1 | DFO | [5 empty] | N
P144 | Galena Electric Utility | AEA-033 | 6915 | Galena, City of | 7437 |  | 331990 | 274 | 115-0000 | Galena_grid | Yukon-Koyukuk/Upper Tanana | 4 | Petroleum Liquids | IC | 2021 | EIA860 | S | 0.8 |  |  | 0.7 | 0.7 |  | N |  |  | RE | X | 1 | 1990 | 3 | 2003 | N | Electric Utility | 1 | DFO | [5 empty] | N
P144 | Galena Electric Utility | AEA-033 | 6915 | Galena, City of | 7437 |  | 331990 | 274 | 115-0000 | Galena_grid | Yukon-Koyukuk/Upper Tanana | 5 | Petroleum Liquids | IC | 2021 | EIA860 | S | 0.8 |  |  | 0.7 | 0.7 |  | N |  |  | RE | X | 1 | 1990 | 6 | 2008 | N | Electric Utility | 1 | DFO | [5 empty] | N
P144 | Galena Electric Utility | AEA-033 | 6915 | Galena, City of | 7437 |  | 331990 | 274 | 115-0000 | Galena_grid | Yukon-Koyukuk/Upper Tanana | 6 | Petroleum Liquids | IC | 2021 | EIA860 | S | 0.5 |  | 0.8 | 0.5 | 0.5 | 0.2 | N |  |  | RE | X | 1 | 2013 | 10 | 2016 | N | Electric Utility | 1 | DFO |  |  |  |  | 10M |  | N
P144 | Galena Electric Utility | AEA-033 | 6915 | Galena, City of | 7437 |  | 331990 | 274 | 115-0000 | Galena_grid | Yukon-Koyukuk/Upper Tanana | 6A | Petroleum Liquids | IC | 2021 | EIA860 | S | 0.4 |  |  | 0.4 | 0.4 |  | N |  |  | RE | X | 8 | 1997 | 10 | 2008 | N | Electric Utility | 1 | DFO |  |  |  |  | 10M |  | N
P145 | Central | AEA-139 |  | Gold Country Energy |  |  | 331830 | 341 | 116-0000 | Central_grid | Yukon-Koyukuk/Upper Tanana | 2 | Internal Combustion Engine | IC | 2021 | AEA PH Assessment |  | 0.1 | [8 empty] | OP | [6 empty] | Electric Utility |  | DFO | [9 empty] | John Deere | 4045AFM85
P145 | Central | AEA-139 |  | Gold Country Energy |  |  | 331830 | 341 | 116-0000 | Central_grid | Yukon-Koyukuk/Upper Tanana | 3 | Internal Combustion Engine | IC | 2021 | AEA PH Assessment |  | 0.145 | [8 empty] | OP | [6 empty] | Electric Utility |  | DFO | [9 empty] | John Deere | 6068AFM85
P145 | Central | AEA-139 |  | Gold Country Energy |  |  | 331830 | 341 | 116-0000 | Central_grid | Yukon-Koyukuk/Upper Tanana | 1 | Internal Combustion Engine | IC | 2021 | AEA PH Assessment |  | 0.1 | [8 empty] | OP |  | 8 | 2020 |  |  |  | Electric Utility |  | DFO | [9 empty] | John Deere | 4045AFM85
P146 | Battery Energy Storage System | AEA-104 | 7353 | Golden Valley Elec Assn Inc | 57583 |  |  | 13 | 215-1985 | Railbelt_grid | Railbelt | BESS | Batteries | BA | 2021 | EIA860 | S | 40 |  |  | 40 | 40 | 0 | N |  |  | OP | X | 12 | 2003 |  |  | N | Electric Utility | 1 | MWH |  |  |  |  | 10M |  | N | N
P147 | Delta Power | AEA-104 | 7353 | Golden Valley Elec Assn Inc | 56325 |  |  | 13 | 215-1985 | Railbelt_grid | Railbelt | 6 | Petroleum Liquids | GT | 2021 | EIA860 | S | 23.1 |  | 0.9 | 23.1 | 26 | 3 | N |  |  | SB | Y | 11 | 1976 |  |  | N | Electric Utility | 1 | DFO |  |  |  |  | 1H | N | N | N
P148 | Eva Creek Wind | AEA-104 | 7353 | Golden Valley Elec Assn Inc | 57935 |  |  | 13 | 215-1985 | Railbelt_grid | Railbelt | EVW | Onshore Wind Turbine | WT | 2021 | EIA860 | S | 24.6 |  |  | 24.6 | 24.6 | 1 | N |  |  | OP | X | 1 | 2013 |  |  | N | Electric Utility | 1 | WND |  |  |  | 12 |  | N
P149 | Fairbanks | AEA-104 | 7353 | Golden Valley Elec Assn Inc | 6286 |  |  | 13 | 215-1985 | Railbelt_grid | Railbelt | GT1 | Petroleum Liquids | GT | 2021 | EIA860 | S | 18.4 |  | 0.85 | 15.5 | 17.7 | 3 | N |  |  | OP | X | 5 | 1971 |  |  | N | Electric Utility | 1 | DFO |  | DFO |  |  | 1H | N | N | N
P149 | Fairbanks | AEA-104 | 7353 | Golden Valley Elec Assn Inc | 6286 |  |  | 13 | 215-1985 | Railbelt_grid | Railbelt | GT2 | Petroleum Liquids | GT | 2021 | EIA860 | S | 18.4 |  | 0.85 | 15 | 17.7 | 3 | N |  |  | OP | X | 11 | 1972 |  |  | N | Electric Utility | 1 | DFO |  | DFO |  |  | 1H | N | N | N
P149 | Fairbanks | AEA-104 | 7353 | Golden Valley Elec Assn Inc | 6286 |  |  | 13 | 215-1985 | Railbelt_grid | Railbelt | 5 | Petroleum Liquids | IC | 2021 | EIA860 | S | 2.7 |  | 0.8 | 2.8 | 2.8 | 2.8 | N |  |  | SB | Y | 5 | 1970 |  |  | N | Electric Utility | 1 | DFO |  | DFO |  |  | 10M | N | N | N
P149 | Fairbanks | AEA-104 | 7353 | Golden Valley Elec Assn Inc | 6286 |  |  | 13 | 215-1985 | Railbelt_grid | Railbelt | 6 | Petroleum Liquids | IC | 2021 | EIA860 | S | 2.7 |  | 0.8 | 2.8 | 2.8 | 2.8 | N |  |  | SB | Y | 9 | 1970 |  |  | N | Electric Utility | 1 | DFO |  | DFO |  |  | 10M | N | N | N
P15 | Black Bear Lake | AEA-005 | 219 | Alaska Power & Telephone Company | 7752 |  |  | 2 | 023-2015 | Prince of Wales Is._grid | Southeast | 1 | Conventional Hydroelectric | HY | 2021 | EIA860 | S | 4.5 |  | 0.8 | 4.5 | 4.5 | 1.8 | N |  |  | OP | X | 3 | 1995 |  |  | N | Electric Utility | 1 | WAT |  |  |  |  | 1H | N
P150 | Healy | AEA-104 | 7353 | Golden Valley Elec Assn Inc | 6288 |  |  | 13 | 215-1985 | Railbelt_grid | Railbelt | IC1 | Petroleum Liquids | IC | 2021 | EIA860 | S | 2.8 |  | 0.8 | 2.8 | 2.8 | 2.5 | N |  |  | OP | X | 9 | 1967 |  |  | N | Electric Utility | 1 | DFO |  |  |  |  | 1H | N |  | N
P150 | Healy | AEA-104 | 7353 | Golden Valley Elec Assn Inc | 6288 |  |  | 13 | 215-1985 | Railbelt_grid | Railbelt | 1 | Conventional Steam Coal | ST | 2021 | EIA860 | S | 28 |  | 0.85 | 25 | 25 | 1.5 | N |  |  | OP | X | 11 | 1967 |  |  | N | Electric Utility | 1 | LIG | WC | DFO |  |  | 12H | Y | Y | N
P150 | Healy | AEA-104 | 7353 | Golden Valley Elec Assn Inc | 6288 |  |  | 13 | 215-1985 | Railbelt_grid | Railbelt | 2 | Conventional Steam Coal | ST | 2021 | EIA860 | S | 62 |  | 0.85 | 50 | 50 | 8 | N |  |  | OP | X | 1 | 1998 |  |  | N | Electric Utility | 1 | LIG | WC | DFO |  |  | 12H | Y | Y | N
P151 | North Pole | AEA-104 | 7353 | Golden Valley Elec Assn Inc | 6285 |  |  | 13 | 215-1985 | Railbelt_grid | Railbelt | STG1 | Petroleum Liquids | CA | 2021 | EIA860 | S | 13 |  | 0.85 | 10 | 12 | 8 | N |  |  | OP | X | 3 | 2007 |  |  | N | Electric Utility | 1 | WO | DFO | DFO |  |  | 12H | N | N | N
P151 | North Pole | AEA-104 | 7353 | Golden Valley Elec Assn Inc | 6285 |  |  | 13 | 215-1985 | Railbelt_grid | Railbelt | GT3 | Petroleum Liquids | CT | 2021 | EIA860 | S | 47 |  | 0.9 | 41 | 53 | 15 | N |  |  | OP | X | 3 | 2007 |  |  | N | Electric Utility | 1 | WO | DFO | DFO |  |  | 1H | N | N | N
P151 | North Pole | AEA-104 | 7353 | Golden Valley Elec Assn Inc | 6285 |  |  | 13 | 215-1985 | Railbelt_grid | Railbelt | 1 | Petroleum Liquids | GT | 2021 | EIA860 | S | 60.5 |  | 0.9 | 44 | 60 | 8 | N |  |  | OP | X | 12 | 1976 |  |  | N | Electric Utility | 1 | DFO |  | DFO |  |  | 1H | N | N | N
P151 | North Pole | AEA-104 | 7353 | Golden Valley Elec Assn Inc | 6285 |  |  | 13 | 215-1985 | Railbelt_grid | Railbelt | 2 | Petroleum Liquids | GT | 2021 | EIA860 | S | 60.5 |  | 0.9 | 50 | 64 | 8 | N |  |  | OP | X | 2 | 1977 |  |  | N | Electric Utility | 1 | DFO |  | DFO |  |  | 1H | N | N | N
P152 | GVEA Solar Farm | AEA-104 | 7353 | Golden Valley Elec Assn Inc |  |  |  | 13 | 215-1985 | Railbelt_grid | Railbelt |  | Solar PV | PV |  | AEA |  | 0.563 | [8 empty] | OP |  | 0 | 2018 |  |  |  | Electric Utility | 1 | SUN |  |  |  | 0
P153 | Golovin | AEA-035 |  | Golovin Power Utilities |  |  | 332000 | 373 | 117-0000 | Golovin_grid | Bering Straits | 1 | Internal Combustion Engine | IC | 2021 | AEA PH Assessment |  | 0.18 | [8 empty] | OP |  | 9 | 2004 |  |  |  | Electric Utility |  | DFO | [9 empty] | John Deere | 6081AFM75
P153 | Golovin | AEA-035 |  | Golovin Power Utilities |  |  | 332000 | 373 | 117-0000 | Golovin_grid | Bering Straits | 2 | Internal Combustion Engine | IC | 2021 | AEA PH Assessment |  | 0.18 | [8 empty] | OP |  | 9 | 2004 |  |  |  | Electric Utility |  | DFO | [9 empty] | John Deere | 6081AFM75
P153 | Golovin | AEA-035 |  | Golovin Power Utilities |  |  | 332000 | 373 | 117-0000 | Golovin_grid | Bering Straits | 3 | Internal Combustion Engine | IC | 2021 | AEA PH Assessment |  | 0.18 | [8 empty] | OP |  | 9 | 2004 |  |  |  | Electric Utility |  | DFO | [9 empty] | John Deere | 6081AFM75
P153 | Golovin | AEA-035 |  | Golovin Power Utilities |  |  | 332000 | 373 | 117-0000 | Golovin_grid | Bering Straits | 4 | Internal Combustion Engine | IC | 2021 | AEA PH Assessment |  | 0.15 | [8 empty] | OP |  | 9 | 2004 |  |  |  | Electric Utility |  | DFO | [9 empty] | John Deere | 6081AFM75
P154 | Gwitchyaa Zhee | AEA-037 | 7833 | Gwitchyaa Zhee Utilities Company | 7174 |  | 332020 | 63 | 119-0000 | Fort Yukon_grid | Yukon-Koyukuk/Upper Tanana | 10 | Petroleum Liquids | IC | 2021 | EIA860 | S | 0.4 |  | 0.98 | 0.2 | 0.3 | 0.2 | N |  |  | OP | X | 12 | 2016 |  |  | Y | Electric Utility | 1 | DFO |  |  |  |  | 10M | N | N
P154 | Gwitchyaa Zhee | AEA-037 | 7833 | Gwitchyaa Zhee Utilities Company | 7174 |  | 332020 | 63 | 119-0000 | Fort Yukon_grid | Yukon-Koyukuk/Upper Tanana | 7 | Petroleum Liquids | IC | 2021 | EIA860 | S | 1 |  | 0.98 | 0.4 | 0.6 | 0.2 | N |  |  | OP | X | 10 | 2015 |  |  | Y | Electric Utility | 1 | DFO |  |  |  |  | 10M | N
P154 | Gwitchyaa Zhee | AEA-037 | 7833 | Gwitchyaa Zhee Utilities Company | 7174 |  | 332020 | 63 | 119-0000 | Fort Yukon_grid | Yukon-Koyukuk/Upper Tanana | 8 | Petroleum Liquids | IC | 2021 | EIA860 | S | 1 |  | 0.98 | 0.4 | 0.6 | 0.2 | N |  |  | OP | X | 8 | 2016 |  |  | Y | Electric Utility | 1 | DFO |  |  |  |  | 10M | N
P154 | Gwitchyaa Zhee | AEA-037 | 7833 | Gwitchyaa Zhee Utilities Company | 7174 |  | 332020 | 63 | 119-0000 | Fort Yukon_grid | Yukon-Koyukuk/Upper Tanana | 9 | Petroleum Liquids | IC | 2021 | EIA860 | S | 0.4 |  | 0.98 | 0.2 | 0.3 | 0.2 | N |  |  | OP | X | 12 | 2016 |  |  | Y | Electric Utility | 1 | DFO |  |  |  |  | 10M | N
P154 | Gwitchyaa Zhee | AEA-037 | 7833 | Gwitchyaa Zhee Utilities Company | 7174 |  | 332020 | 63 | 119-0000 | Fort Yukon_grid | Yukon-Koyukuk/Upper Tanana | 1 | Petroleum Liquids | IC | 2021 | EIA860 | S | 0.6 |  | 0.8 | 0.3 | 0.4 | 0.3 |  |  |  | RE | X | 5 | 1987 | 7 | 2018 | N | Electric Utility | 1 | DFO |  |  |  |  | 10M | N | N | N
P154 | Gwitchyaa Zhee | AEA-037 | 7833 | Gwitchyaa Zhee Utilities Company | 7174 |  | 332020 | 63 | 119-0000 | Fort Yukon_grid | Yukon-Koyukuk/Upper Tanana | 2A | Petroleum Liquids | IC | 2021 | EIA860 | S | 0.5 |  | 0.8 | 0.3 | 0.4 | 0.2 |  |  |  | RE | X | 8 | 2012 | 8 | 2015 | N | Electric Utility | 1 | DFO |  |  |  |  | 10M |  | N | N
P154 | Gwitchyaa Zhee | AEA-037 | 7833 | Gwitchyaa Zhee Utilities Company | 7174 |  | 332020 | 63 | 119-0000 | Fort Yukon_grid | Yukon-Koyukuk/Upper Tanana | 3 | Petroleum Liquids | IC | 2021 | EIA860 | S | 0.6 |  | 0.8 | 0.4 | 0.5 |  |  |  |  | RE | X | 9 | 1990 | 3 | 2009 | N | Electric Utility | 1 | DFO | [7 empty] | N
P154 | Gwitchyaa Zhee | AEA-037 | 7833 | Gwitchyaa Zhee Utilities Company | 7174 |  | 332020 | 63 | 119-0000 | Fort Yukon_grid | Yukon-Koyukuk/Upper Tanana | 4A | Petroleum Liquids | IC | 2021 | EIA860 | S | 0.5 |  | 0.8 | 0.3 | 0.4 | 0.2 |  |  |  | RE | X | 1 | 2011 | 8 | 2015 | N | Electric Utility | 1 | DFO |  |  |  |  | 10M |  | N
P154 | Gwitchyaa Zhee | AEA-037 | 7833 | Gwitchyaa Zhee Utilities Company | 7174 |  | 332020 | 63 | 119-0000 | Fort Yukon_grid | Yukon-Koyukuk/Upper Tanana | 5 | Petroleum Liquids | IC | 2021 | EIA860 | S | 0.5 |  | 0.8 | 0.4 | 0.5 |  |  |  |  | RE | X | 12 | 2000 | 11 | 2009 | N | Electric Utility | 1 | DFO
P154 | Gwitchyaa Zhee | AEA-037 | 7833 | Gwitchyaa Zhee Utilities Company | 7174 |  | 332020 | 63 | 119-0000 | Fort Yukon_grid | Yukon-Koyukuk/Upper Tanana | 6 | Petroleum Liquids | IC | 2021 | EIA860 | S | 0.5 |  | 0.8 | 0.3 | 0.4 | 0.2 |  |  |  | RE | X | 11 | 2009 | 8 | 2015 | N | Electric Utility | 1 | DFO |  |  |  |  | 10M | N | N
P155 | Bernice Lake | AEA-105 | 19558 | Homer Electric Assn Inc | 6292 |  |  | 32 | 215-1985 | Railbelt_grid | Railbelt | 2 | Natural Gas Fired Combustion Turbine | GT | 2021 | EIA860 | S | 20.7 |  | 0.95 | 17 | 19 | 2 | N |  |  | OP | X | 11 | 1971 |  |  | N | Electric Utility | 1 | NG |  |  |  |  | 1H | N | N
P155 | Bernice Lake | AEA-105 | 19558 | Homer Electric Assn Inc | 6292 |  |  | 32 | 215-1985 | Railbelt_grid | Railbelt | 3 | Natural Gas Fired Combustion Turbine | GT | 2021 | EIA860 | S | 28.8 |  | 0.95 | 22.9 | 26 | 5 | N |  |  | OP | X | 12 | 1978 |  |  | N | Electric Utility | 1 | NG |  |  |  |  | 1H | N | N
P155 | Bernice Lake | AEA-105 | 19558 | Homer Electric Assn Inc | 6292 |  |  | 32 | 215-1985 | Railbelt_grid | Railbelt | 4 | Natural Gas Fired Combustion Turbine | GT | 2021 | EIA860 | S | 27.2 |  | 0.95 | 22.5 | 26 | 5 | N |  |  | OP | X | 11 | 1981 |  |  | N | Electric Utility | 1 | NG |  |  |  |  | 1H | N | N
P156 | Bradley Lake | AEA-129 | 42889 | Alaska Energy Authority | 7367 |  |  |  | 215-1985 | Railbelt_grid | Railbelt | 1 | Conventional Hydroelectric | HY | 2021 | EIA860 | W | 63 |  | 0.95 | 63 | 63 | 63 | N | 8 | 2020 | OP | X | 6 | 1991 |  |  | N | Electric Utility | 1 | WAT |  |  |  |  | 10M | N
P156 | Bradley Lake | AEA-129 | 42889 | Alaska Energy Authority | 7367 |  |  |  | 215-1985 | Railbelt_grid | Railbelt | 2 | Conventional Hydroelectric | HY | 2021 | EIA860 | W | 63 |  | 0.95 | 63 | 63 | 63 | N | 8 | 2020 | OP | X | 6 | 1991 |  |  | N | Electric Utility | 1 | WAT |  |  |  |  | 10M | N
P157 | Nikiski Co-Generation | AEA-105 | 19558 | Homer Electric Assn Inc | 55966 |  |  | 32 | 215-1985 | Railbelt_grid | Railbelt | ST1 | Natural Gas Fired Combined Cycle | CA | 2021 | EIA860 | S | 40 |  | 0.95 | 38 | 40 | 13 | N |  |  | OP | X | 7 | 2013 |  |  | N | Electric Utility | 1 | NG |  | DFO |  |  | 12H | N | N
P157 | Nikiski Co-Generation | AEA-105 | 19558 | Homer Electric Assn Inc | 55966 |  |  | 32 | 215-1985 | Railbelt_grid | Railbelt | GT1 | Natural Gas Fired Combined Cycle | CT | 2021 | EIA860 | S | 40.8 |  | 0.95 | 37.9 | 42 | 5 | N |  |  | OP | X | 9 | 1986 |  |  | N | Electric Utility | 1 | NG |  | DFO |  |  | 1H | N | N
P158 | Seldovia | AEA-105 | 19558 | Homer Electric Assn Inc | 6283 |  |  | 32 | 215-1985 | Railbelt_grid | Railbelt | 5 | Petroleum Liquids | IC | 2021 | EIA860 | S | 1.2 |  | 0.9 | 1.2 | 1.2 | 0.1 | N |  |  | OP | X | 12 | 2004 |  |  | N | Electric Utility | 1 | DFO |  |  |  |  | 10M | N | N
P158 | Seldovia | AEA-105 | 19558 | Homer Electric Assn Inc | 6283 |  |  | 32 | 215-1985 | Railbelt_grid | Railbelt | 7 | Petroleum Liquids | IC | 2021 | EIA860 | S | 1 |  | 0.8 | 1 | 1 | 0.1 | N |  |  | OP | X | 10 | 2017 |  |  | N | Electric Utility | 1 | DFO |  |  |  |  | 10M | N | N
P158 | Seldovia | AEA-105 | 19558 | Homer Electric Assn Inc | 6283 |  |  | 32 | 215-1985 | Railbelt_grid | Railbelt | 1 | Petroleum Liquids | IC | 2021 | EIA860 | S | 0.3 |  |  | 0.3 | 0.3 |  |  |  |  | RE | X | 8 | 1964 | 9 | 2003 | N | Electric Utility | 1 | DFO |  |  |  |  | 10M | N | N | N
P158 | Seldovia | AEA-105 | 19558 | Homer Electric Assn Inc | 6283 |  |  | 32 | 215-1985 | Railbelt_grid | Railbelt | 2 | Petroleum Liquids | IC | 2021 | EIA860 | S | 0.6 |  |  | 0.6 | 0.6 |  |  |  |  | RE | X | 8 | 1964 | 9 | 2003 | N | Electric Utility | 1 | DFO |  |  |  |  | 10M | N | N | N
P158 | Seldovia | AEA-105 | 19558 | Homer Electric Assn Inc | 6283 |  |  | 32 | 215-1985 | Railbelt_grid | Railbelt | 3 | Petroleum Liquids | IC | 2021 | EIA860 | S | 0.6 |  |  | 0.6 | 0.6 |  |  |  |  | RE | X | 8 | 1970 | 9 | 2003 | N | Electric Utility | 1 | DFO |  |  |  |  | 10M | N | N | N
P158 | Seldovia | AEA-105 | 19558 | Homer Electric Assn Inc | 6283 |  |  | 32 | 215-1985 | Railbelt_grid | Railbelt | 4 | Petroleum Liquids | IC | 2021 | EIA860 | S | 0.6 |  |  | 0.6 | 0.6 |  | N |  |  | RE | X | 8 | 1979 | 9 | 2003 | N | Electric Utility | 1 | DFO | [5 empty] | N | N | N
P158 | Seldovia | AEA-105 | 19558 | Homer Electric Assn Inc | 6283 |  |  | 32 | 215-1985 | Railbelt_grid | Railbelt | 6 | Petroleum Liquids | IC | 2021 | EIA860 | S | 1.2 |  | 0.9 | 1.2 | 1.2 | 0.1 |  |  |  | RE | X | 12 | 2004 | 9 | 2017 | N | Electric Utility | 1 | DFO |  |  |  |  | 10M | N | N | N
P159 | Soldotna | AEA-140 | 288 | Alaska Electric G & T Coop Inc | 4252 |  |  | 345 | 215-1985 | Railbelt_grid | Railbelt | 3 | Batteries | BA | 2020 | EIA-860 | S | 46.5 |  |  | 46.5 | 46.5 |  |  |  |  | OP | X | 9 | 2021 |  |  | N | Electric Utility | 1 | MWH
P159 | Soldotna | AEA-140 | 288 | Alaska Electric G & T Coop Inc | 4252 |  |  | 345 | 215-1985 | Railbelt_grid | Railbelt | 1 | Natural Gas Fired Combustion Turbine | GT | 2021 | EIA860 | S | 50 |  | 0.95 | 44 | 49 | 5 | N |  |  | OP | X | 4 | 2014 |  |  | N | Electric Utility | 1 | NG |  | NG |  |  | 10M | N | N | N
P159 | Soldotna | AEA-140 | 288 | Alaska Electric G & T Coop Inc | 4252 |  |  | 345 | 215-1985 | Railbelt_grid | Railbelt | 2 | Natural Gas Fired Combustion Turbine | GT | 2021 | EIA860 | S | 50 |  |  | 44 | 49 |  |  |  |  | IP | X |  |  |  |  | N | Electric Utility | 1 | NG | [5 empty] | N | N | N
P16 | Goat Lake Hydro | AEA-005 | 219 | Alaska Power & Telephone Company | 7751 |  |  | 2 | 032-1998 | UpperLynnCanal_grid | Southeast | 1 | Conventional Hydroelectric | HY | 2021 | EIA860 | S | 4 |  | 0.8 | 4 | 4 | 1.6 | N |  |  | OP | X | 12 | 1997 |  |  | N | Electric Utility | 1 | WAT |  |  |  |  | 1H
P160 | Hughes | AEA-038 |  | Hughes Power & Light |  |  | 332030 | 332 | 120-0000 | Hughes_grid | Yukon-Koyukuk/Upper Tanana |  | Batteries | BA |  | IES website |  | 0.25 | 0.337 | [7 empty] | OP |  | 9 | 2021 | [5 empty] | MWH
P160 | Hughes | AEA-038 |  | Hughes Power & Light |  |  | 332030 | 332 | 120-0000 | Hughes_grid | Yukon-Koyukuk/Upper Tanana | 3 | Internal Combustion Engine | IC | 2021 | AEA PH Assessment |  | 0.037 | [8 empty] | OS | [6 empty] | Electric Utility |  | DFO | [9 empty] | John Deere | 3029TF150BASE
P160 | Hughes | AEA-038 |  | Hughes Power & Light |  |  | 332030 | 332 | 120-0000 | Hughes_grid | Yukon-Koyukuk/Upper Tanana | 2 | Internal Combustion Engine | IC | 2021 | AEA PH Assessment |  | 0.078 | [8 empty] | OP |  | 6 | 2016 |  |  |  | Electric Utility |  | DFO | [9 empty] | John Deere | 4045AFM85
P160 | Hughes | AEA-038 |  | Hughes Power & Light |  |  | 332030 | 332 | 120-0000 | Hughes_grid | Yukon-Koyukuk/Upper Tanana | 1 | Internal Combustion Engine | IC | 2021 | AEA PH Assessment |  | 0.078 | [8 empty] | OP |  | 6 | 2018 |  |  |  | Electric Utility |  | DFO | [9 empty] | John Deere | 4045AFM85
P160 | Hughes | AEA-038 |  | Hughes Power & Light |  |  | 332030 | 332 | 120-0000 | Hughes_grid | Yukon-Koyukuk/Upper Tanana | 4 | Internal Combustion Engine | IC | 2021 | AEA PH Assessment |  | 0.185 | [8 empty] | OP |  | 6 | 2018 |  |  |  | Electric Utility |  | DFO | [9 empty] | John Deere | 6081AFM75E
P160 | Hughes | AEA-038 |  | Hughes Power & Light |  |  | 332030 | 332 | 120-0000 | Hughes_grid | Yukon-Koyukuk/Upper Tanana |  | Solar PV | PV |  | AEA |  | 0.12 | [8 empty] | OP |  |  | 2019 |  |  |  | Electric Utility | 1 | SUN |  |  |  | 0
P161 | Igiugig | AEA-039 |  | Igiugig Electric Company |  |  | 332040 | 681 | 121-0000 | Igiugig_grid | Bristol Bay |  | Batteries | BA |  | DOE |  | 0.125 | [8 empty] | OP |  | 12 | 2021 | [5 empty] | MWH
P161 | Igiugig | AEA-039 |  | Igiugig Electric Company |  |  | 332040 | 681 | 121-0000 | Igiugig_grid | Bristol Bay |  | Hydrokinetic | HA |  | DOE |  | 0.035 | [8 empty] | OP |  | 10 | 2019 |  |  |  | Electric Utility | 1 | WAT |  |  |  | 0
P161 | Igiugig | AEA-039 |  | Igiugig Electric Company |  |  | 332040 | 681 | 121-0000 | Igiugig_grid | Bristol Bay | 1 | Internal Combustion Engine | IC | 2021 | AEA PH Assessment |  | 0.067 | [8 empty] | OP |  | 9 | 2011 |  |  |  | Electric Utility |  | DFO | [9 empty] | John Deere | 4045TFM75
P161 | Igiugig | AEA-039 |  | Igiugig Electric Company |  |  | 332040 | 681 | 121-0000 | Igiugig_grid | Bristol Bay | 3 | Internal Combustion Engine | IC | 2021 | AEA PH Assessment |  | 0.067 | [8 empty] | OP |  | 9 | 2011 |  |  |  | Electric Utility |  | DFO | [9 empty] | John Deere | 4045TFM75
P161 | Igiugig | AEA-039 |  | Igiugig Electric Company |  |  | 332040 | 681 | 121-0000 | Igiugig_grid | Bristol Bay | 2 | Internal Combustion Engine | IC | 2021 | AEA PH Assessment |  | 0.067 | [8 empty] | OS |  | 10 | 2019 |  |  |  | Electric Utility |  | DFO | [9 empty] | John Deere | 4045TFM50
P162 | Newhalen | AEA-040 | 9188 | I-N-N Electric Coop, Inc | 7183 | Tazimina | 332050 | 280 | 123-1983 | Newhalen_grid | Bristol Bay | H-1 | Conventional Hydroelectric | HY | 2021 | EIA860 | S | 0.4 |  | 0.8 | 0.4 | 0.4 | 0 | N | 7 | 2013 | OP | X | 9 | 1998 |  |  | N | Electric Utility | 1 | WAT |  |  |  |  | 1H | N
P162 | Newhalen | AEA-040 | 9188 | I-N-N Electric Coop, Inc | 7183 | Tazimina | 332050 | 280 | 123-1983 | Newhalen_grid | Bristol Bay | H-2 | Conventional Hydroelectric | HY | 2021 | EIA860 | S | 0.4 |  | 0.8 | 0.4 | 0.4 | 0 | N | 7 | 2013 | OP | X | 9 | 1998 |  |  | N | Electric Utility | 1 | WAT |  |  |  |  | 1H
P162 | Newhalen | AEA-040 | 9188 | I-N-N Electric Coop, Inc | 7183 |  | 332050 | 280 | 123-1983 | Newhalen_grid | Bristol Bay | 5 | Petroleum Liquids | IC | 2021 | EIA860 | S | 0.3 |  | 0.8 | 0.3 | 0.3 | 0 | N |  |  | OP | X | 9 | 2012 |  |  | N | Electric Utility | 1 | DFO |  |  |  |  | 10M | N |  |  |  | Scania | DI13 075M
P162 | Newhalen | AEA-040 | 9188 | I-N-N Electric Coop, Inc | 7183 |  | 332050 | 280 | 123-1983 | Newhalen_grid | Bristol Bay | 6 | Petroleum Liquids | IC | 2021 | EIA860 | S | 0.3 |  | 0.8 | 0.3 | 0.3 | 0 | N |  |  | OP | X | 9 | 2012 |  |  | N | Electric Utility | 1 | DFO |  |  |  |  | 10M | N |  |  |  | Scania | DI13 075M
P162 | Newhalen | AEA-040 | 9188 | I-N-N Electric Coop, Inc | 7183 |  | 332050 | 280 | 123-1983 | Newhalen_grid | Bristol Bay | 7 | Petroleum Liquids | IC | 2021 | EIA860 | S | 0.3 |  | 0.8 | 0.3 | 0.3 | 0 | N |  |  | OP | X | 9 | 2012 |  |  | N | Electric Utility | 1 | DFO |  |  |  |  | 10M | N |  |  |  | Scania CV AB | DI13 075M
P162 | Newhalen | AEA-040 | 9188 | I-N-N Electric Coop, Inc | 7183 |  | 332050 | 280 | 123-1983 | Newhalen_grid | Bristol Bay | 1 | Petroleum Liquids | IC | 2021 | EIA860 | S | 0.3 |  |  | 0.3 | 0.3 | 0 | N |  |  | RE | X | 1 | 1983 | 9 | 2012 | N | Electric Utility | 1 | DFO |  |  |  |  | 10M | N | N | N
P162 | Newhalen | AEA-040 | 9188 | I-N-N Electric Coop, Inc | 7183 |  | 332050 | 280 | 123-1983 | Newhalen_grid | Bristol Bay | 2 | Petroleum Liquids | IC | 2021 | EIA860 | S | 0.3 |  |  | 0.3 | 0.3 | 0 | N |  |  | RE | X | 1 | 1983 | 9 | 2012 | N | Electric Utility | 1 | DFO |  |  |  |  | 10M | N | N | N
P162 | Newhalen | AEA-040 | 9188 | I-N-N Electric Coop, Inc | 7183 |  | 332050 | 280 | 123-1983 | Newhalen_grid | Bristol Bay | 3 | Petroleum Liquids | IC | 2021 | EIA860 | S | 0.3 |  |  | 0.3 | 0.3 | 0 | N |  |  | RE | X | 1 | 1983 | 9 | 2012 | N | Electric Utility | 1 | DFO |  |  |  |  | 10M | N | N | N
P162 | Newhalen | AEA-040 | 9188 | I-N-N Electric Coop, Inc | 7183 |  | 332050 | 280 | 123-1983 | Newhalen_grid | Bristol Bay | 4 | Petroleum Liquids | IC | 2021 | EIA860 | S | 0.6 |  |  | 0.6 | 0.6 | 0 |  |  |  | RE | X | 1 | 1989 | 9 | 2012 | N | Electric Utility | 1 | DFO
P163 | Angoon | AEA-041 | 18963 | Inside Passage Electric | 7462 |  | 332650 | 240 | 125-0000 | Angoon_grid | Southeast | 1A | Petroleum Liquids | IC | 2021 | EIA860 | S | 0.5 |  | 0.8 | 0.5 | 0.5 | 0.1 | N |  |  | OP | X | 8 | 2009 |  |  | N | Electric Utility | 1 | DFO | JF |  |  |  | 10M | N | N | N
P163 | Angoon | AEA-041 | 18963 | Inside Passage Electric | 7462 |  | 332650 | 240 | 125-0000 | Angoon_grid | Southeast | 2A | Petroleum Liquids | IC | 2021 | EIA860 | S | 0.5 |  | 0.8 | 0.5 | 0.5 | 0.1 | N |  |  | OP | X | 10 | 1998 |  |  | N | Electric Utility | 1 | DFO | JF |  |  |  | 10M | N | N | N
P163 | Angoon | AEA-041 | 18963 | Inside Passage Electric | 7462 |  | 332650 | 240 | 125-0000 | Angoon_grid | Southeast | 3 | Petroleum Liquids | IC | 2021 | EIA860 | S | 0.5 |  | 0.8 | 0.5 | 0.5 | 0.1 | N |  |  | OP | X | 5 | 1990 |  |  | N | Electric Utility | 1 | DFO | JF |  |  |  | 10M | N
P163 | Angoon | AEA-041 | 18963 | Inside Passage Electric | 7462 |  | 332650 | 240 | 125-0000 | Angoon_grid | Southeast | 1 | Petroleum Liquids | IC | 2021 | EIA860 | S | 0.4 |  |  | 0.4 | 0.4 |  | N |  |  | RE | X | 6 | 1975 | 9 | 2008 | N | Electric Utility | 1 | DFO |  |  |  |  | 10M | N | N | N
P164 | Hoonah | AEA-041 | 18963 | Inside Passage Electric | 7463 | Gartina Galls | 332670 | 240 | 128-0000 | Hoonah_grid | Southeast |  | Conventional Hydroelectric | HY |  |  |  | 0.45 | [8 empty] | OP |  | 9 | 2015 |  |  |  | Electric Utility | 1 | WAT |  |  |  | 0
P164 | Hoonah | AEA-041 | 18963 | Inside Passage Electric | 7463 |  | 332670 | 240 | 128-0000 | Hoonah_grid | Southeast | 2A | Petroleum Liquids | IC | 2021 | EIA860 | S | 1 |  | 0.8 | 1 | 1 | 0.1 | N |  |  | OP | X | 7 | 1997 |  |  | N | Electric Utility | 1 | DFO | JF |  |  |  | 10M | N
P164 | Hoonah | AEA-041 | 18963 | Inside Passage Electric | 7463 |  | 332670 | 240 | 128-0000 | Hoonah_grid | Southeast | 3A | Petroleum Liquids | IC | 2021 | EIA860 | S | 0.5 |  | 0.8 | 0.5 | 0.5 | 0.1 | N |  |  | OP | X | 8 | 2012 |  |  | N | Electric Utility | 1 | DFO | JF |  |  |  | 10M | N
P164 | Hoonah | AEA-041 | 18963 | Inside Passage Electric | 7463 |  | 332670 | 240 | 128-0000 | Hoonah_grid | Southeast | 4 | Petroleum Liquids | IC | 2021 | EIA860 | S | 0.5 |  | 0.8 | 0.5 | 0.5 | 0.1 | N |  |  | OP | X | 8 | 2012 |  |  | N | Electric Utility | 1 | DFO | JF |  |  |  | 10M | N
P164 | Hoonah | AEA-041 | 18963 | Inside Passage Electric | 7463 |  | 332670 | 240 | 128-0000 | Hoonah_grid | Southeast | 1 | Petroleum Liquids | IC | 2021 | EIA860 | S | 0.6 |  |  | 0.6 | 0.6 |  | N |  |  | RE | X | 9 | 1977 | 6 | 2012 | N | Electric Utility | 1 | DFO |  |  |  |  | 10M | N
P164 | Hoonah | AEA-041 | 18963 | Inside Passage Electric | 7463 |  | 332670 | 240 | 128-0000 | Hoonah_grid | Southeast | 3 | Petroleum Liquids | IC | 2021 | EIA860 | S | 0.8 |  | 0.8 | 0.5 | 0.5 | 0.1 | N |  |  | RE | X | 3 | 1991 | 6 | 2012 | N | Electric Utility | 1 | DFO | [5 empty] | N
P165 | Kake | AEA-041 | 18963 | Inside Passage Electric | 7464 | Gunnuk Creek | 332680 | 240 | 129-0000 | Kake_grid | Southeast |  | Conventional Hydroelectric | HY |  |  |  | 0.5 | [8 empty] | OP |  | 9 | 2020 |  |  |  | Electric Utility | 1 | WAT |  |  |  | 0
P165 | Kake | AEA-041 | 18963 | Inside Passage Electric | 7464 |  | 332680 | 240 | 129-0000 | Kake_grid | Southeast | 1B | Petroleum Liquids | IC | 2021 | EIA860 | S | 0.5 |  | 0.8 | 0.5 | 0.5 | 0.1 | N |  |  | OP | X | 9 | 2017 |  |  | N | Electric Utility | 1 | DFO | JF |  |  |  | 10M | N
P165 | Kake | AEA-041 | 18963 | Inside Passage Electric | 7464 |  | 332680 | 240 | 129-0000 | Kake_grid | Southeast | 2 | Petroleum Liquids | IC | 2021 | EIA860 | S | 1.1 |  | 0.8 | 1.1 | 1.1 | 0.1 | N |  |  | OP | X | 5 | 1993 |  |  | N | Electric Utility | 1 | DFO | JF |  |  |  | 10M | N
P165 | Kake | AEA-041 | 18963 | Inside Passage Electric | 7464 |  | 332680 | 240 | 129-0000 | Kake_grid | Southeast | 2A | Petroleum Liquids | IC | 2021 | EIA860 | S | 0.5 |  | 0.8 | 0.5 | 0.5 | 0.1 | N |  |  | OP | X | 9 | 2017 |  |  | N | Electric Utility | 1 | DFO | JF |  |  |  | 10M | N
P165 | Kake | AEA-041 | 18963 | Inside Passage Electric | 7464 |  | 332680 | 240 | 129-0000 | Kake_grid | Southeast | 3B | Petroleum Liquids | IC | 2021 | EIA860 | S | 0.5 |  | 0.8 | 0.5 | 0.5 | 0.1 | N |  |  | OP | X | 9 | 2017 |  |  | N | Electric Utility | 1 | DFO | JF |  |  |  | 10M | N
P165 | Kake | AEA-041 | 18963 | Inside Passage Electric | 7464 |  | 332680 | 240 | 129-0000 | Kake_grid | Southeast | 4 | Petroleum Liquids | IC | 2021 | EIA860 | S | 0.5 |  | 0.8 | 0.5 | 0.5 | 0.1 | N |  |  | OP | X | 9 | 2017 |  |  | N | Electric Utility | 1 | DFO | JF |  |  |  | 10M | N
P165 | Kake | AEA-041 | 18963 | Inside Passage Electric | 7464 |  | 332680 | 240 | 129-0000 | Kake_grid | Southeast | 1 | Petroleum Liquids | IC | 2021 | EIA860 | S | 0.6 |  |  | 0.6 | 0.6 |  | N |  |  | RE | X | 6 | 1984 | 1 | 2012 | N | Electric Utility | 1 | DFO |  |  |  |  | 10M
P165 | Kake | AEA-041 | 18963 | Inside Passage Electric | 7464 |  | 332680 | 240 | 129-0000 | Kake_grid | Southeast | 1A | Petroleum Liquids | IC | 2021 | EIA860 | S | 0.5 |  | 0.8 | 0.5 | 0.5 | 0.1 | N |  |  | RE | X | 3 | 2012 | 9 | 2017 | N | Electric Utility | 1 | DFO | JF |  |  |  | 10M | N
P165 | Kake | AEA-041 | 18963 | Inside Passage Electric | 7464 |  | 332680 | 240 | 129-0000 | Kake_grid | Southeast | 3A | Petroleum Liquids | IC | 2021 | EIA860 | S | 0.8 |  | 0.8 | 0.8 | 0.8 | 0.1 | N |  |  | RE | X | 12 | 1993 | 9 | 2017 | N | Electric Utility | 1 | DFO | JF |  |  |  | 10M | N
P166 | Chilkat Valley | AEA-041 | 18963 | Inside Passage Electric | 7467 | 10 Mile river | 332660 | 240 | 032-1998 | UpperLynnCanal_grid | Southeast |  | Conventional Hydroelectric | HY |  | AEA |  | 0.55 | [8 empty] | OP |  |  | 2000 |  |  |  | Electric Utility | 1 | WAT |  |  |  | 0
P169 | Deering | AEA-042 |  | Ipnatchiaq Electric Company |  |  | 332060 | 369 | 130-0000 | Deering_grid | Northwest Arctic |  | Batteries | BA |  | DOE |  | 0.277 | 0.098 | [7 empty] | OP |  |  | 2019 | [5 empty] | MWH
P169 | Deering | AEA-042 |  | Ipnatchiaq Electric Company |  |  | 332060 | 369 | 130-0000 | Deering_grid | Northwest Arctic | 4 | Internal Combustion Engine | IC | 2021 | AEA PH Assessment |  | 0.17 | [8 empty] | OP |  | 2 | 2004 |  |  |  | Electric Utility |  | DFO | [9 empty] | Cummins | LTA-10G3
P169 | Deering | AEA-042 |  | Ipnatchiaq Electric Company |  |  | 332060 | 369 | 130-0000 | Deering_grid | Northwest Arctic | 1 | Internal Combustion Engine | IC | 2021 | AEA PH Assessment |  | 0 | [8 empty] | OS |  | 2 | 2005 |  |  |  | Electric Utility |  | DFO | [9 empty] | John Deere | SE500728
P169 | Deering | AEA-042 |  | Ipnatchiaq Electric Company |  |  | 332060 | 369 | 130-0000 | Deering_grid | Northwest Arctic | 3 | Internal Combustion Engine | IC | 2021 | AEA PH Assessment |  | 0 | [8 empty] | OP |  | 2 | 2005 |  |  |  | Electric Utility |  | DFO | [9 empty] | Cummins | LTA-10G3
P169 | Deering | AEA-042 |  | Ipnatchiaq Electric Company |  |  | 332060 | 369 | 130-0000 | Deering_grid | Northwest Arctic | 2 | Internal Combustion Engine | IC | 2021 | AEA PH Assessment |  | 0.2 | [8 empty] | OS |  | 2 | 2021 |  |  |  | Electric Utility |  | DFO | [9 empty] | John Deere, Engine 2 is brand new and is not yet done being installed. | 6081AFM75
P169 | Deering | AEA-042 |  | Ipnatchiaq Electric Company |  |  | 332060 | 369 | 130-0000 | Deering_grid | Northwest Arctic |  | Solar PV | PV |  | AEA |  | 0.0485 | [8 empty] | OP |  | 1 | 2017 |  |  |  | Electric Utility | 1 | SUN |  |  |  | 1 |  |  |  |  | Grant in 2015. VIF?
P169 | Deering | AEA-042 |  | Ipnatchiaq Electric Company |  |  | 332060 | 369 | 130-0000 | Deering_grid | Northwest Arctic |  | Onshore Wind Turbine | WT |  | AEA |  | 0.1 | [8 empty] | OP |  | 1 | 2017 |  |  |  | Electric Utility | 1 | WND |  |  |  | 1
P17 | Kasidaya Creek Hydro | AEA-005 | 219 | Alaska Power & Telephone Company | 56542 |  |  | 2 | 032-1998 | UpperLynnCanal_grid | Southeast | 1 | Conventional Hydroelectric | HY | 2021 | EIA860 | S | 3 |  | 0.8 | 3 | 3 | 1.2 | N |  |  | OP | X | 10 | 2008 |  |  | N | Electric Utility | 1 | WAT |  |  |  |  | 1H | N
P171 | Beaver Falls | AEA-131 | 10210 | Ketchikan Public Utilities | 6580 |  |  | 103 | 217-2009 | SEAPA_grid | Southeast | 1 | Conventional Hydroelectric | HY | 2021 | EIA860 | S | 1 |  | 0.8 | 1 | 1 | 0.3 | N |  |  | OP | X | 1 | 1947 |  |  | N | Electric Utility | 1 | WAT |  |  |  |  | 1H
P171 | Beaver Falls | AEA-131 | 10210 | Ketchikan Public Utilities | 6580 |  |  | 103 | 217-2009 | SEAPA_grid | Southeast | 3 | Conventional Hydroelectric | HY | 2021 | EIA860 | S | 2.2 |  | 0.88 | 2.2 | 1.8 | 0.3 | N |  |  | OP | X | 1 | 1954 |  |  | N | Electric Utility | 1 | WAT |  |  |  |  | 1H
P171 | Beaver Falls | AEA-131 | 10210 | Ketchikan Public Utilities | 6580 |  |  | 103 | 217-2009 | SEAPA_grid | Southeast | 4 | Conventional Hydroelectric | HY | 2021 | EIA860 | S | 2.2 |  | 0.88 | 2.2 | 1.8 | 0.3 | N |  |  | OP | X | 1 | 1954 |  |  | N | Electric Utility | 1 | WAT |  |  |  |  | 1H
P172 | Ketchikan | AEA-131 | 10210 | Ketchikan Public Utilities | 84 |  |  | 103 | 217-2009 | SEAPA_grid | Southeast | 3 | Conventional Hydroelectric | HY | 2021 | EIA860 | S | 1.4 |  | 0.8 | 1.4 | 1.1 | 0.3 | N |  |  | OP | X | 1 | 1952 |  |  | N | Electric Utility | 1 | WAT |  |  |  |  | 1H
P172 | Ketchikan | AEA-131 | 10210 | Ketchikan Public Utilities | 84 |  |  | 103 | 217-2009 | SEAPA_grid | Southeast | 4 | Conventional Hydroelectric | HY | 2021 | EIA860 | S | 1.4 |  | 0.8 | 1.4 | 1.1 | 0.3 | N |  |  | OP | X | 1 | 1938 |  |  | N | Electric Utility | 1 | WAT |  |  |  |  | 1H
P172 | Ketchikan | AEA-131 | 10210 | Ketchikan Public Utilities | 84 |  |  | 103 | 217-2009 | SEAPA_grid | Southeast | 5 | Conventional Hydroelectric | HY | 2021 | EIA860 | S | 1.4 |  | 0.8 | 1.4 | 1.1 | 0.3 | N |  |  | OP | X | 1 | 1954 |  |  | N | Electric Utility | 1 | WAT |  |  |  |  | 1H
P173 | S W Bailey | AEA-131 | 10210 | Ketchikan Public Utilities | 85 |  |  | 103 | 217-2009 | SEAPA_grid | Southeast | 1 | Petroleum Liquids | IC | 2021 | EIA860 | S | 4.5 |  | 0.8 | 3.5 | 3.5 | 2 | N |  |  | OP | X | 1 | 1969 |  |  | N | Electric Utility | 1 | DFO |  |  |  |  | 1H | N
P173 | S W Bailey | AEA-131 | 10210 | Ketchikan Public Utilities | 85 |  |  | 103 | 217-2009 | SEAPA_grid | Southeast | 2 | Petroleum Liquids | IC | 2021 | EIA860 | S | 4.5 |  | 0.8 | 3.5 | 3.5 | 2 | N |  |  | OP | X | 1 | 1970 |  |  | N | Electric Utility | 1 | DFO |  |  |  |  | 1H | N
P173 | S W Bailey | AEA-131 | 10210 | Ketchikan Public Utilities | 85 |  |  | 103 | 217-2009 | SEAPA_grid | Southeast | 3 | Petroleum Liquids | IC | 2021 | EIA860 | S | 6.4 |  | 0.8 | 5.5 | 5.5 | 3 | N |  |  | OP | X | 1 | 1976 |  |  | N | Electric Utility | 1 | DFO |  |  |  |  | 1H | N
P173 | S W Bailey | AEA-131 | 10210 | Ketchikan Public Utilities | 85 |  |  | 103 | 217-2009 | SEAPA_grid | Southeast | 4 | Petroleum Liquids | IC | 2021 | EIA860 | S | 10.5 |  | 0.8 | 10.5 | 10.5 | 3.5 | N |  |  | OP | X | 10 | 1998 |  |  | N | Electric Utility | 1 | DFO |  |  |  |  | 1H | N
P174 | Silvis | AEA-131 | 10210 | Ketchikan Public Utilities | 6581 |  |  | 103 | 217-2009 | SEAPA_grid | Southeast | 1 | Conventional Hydroelectric | HY | 2021 | EIA860 | S | 2.1 |  | 0.84 | 2.1 | 2.1 | 0.1 | N |  |  | OP | X | 1 | 1968 |  |  | N | Electric Utility | 1 | WAT |  |  |  |  | 1H
P175 | Swan Lake | AEA-131 | 10210 | Ketchikan Public Utilities | 70 |  |  | 103 | 217-2009 | SEAPA_grid | Southeast | 1 | Conventional Hydroelectric | HY | 2021 | EIA860 | S | 11.3 |  | 0.9 | 11.3 | 11.3 | 1 | N |  | 2020 | OP | X | 6 | 1984 |  |  | N | Commercial Non-CHP | 4 | WAT |  |  |  |  | 10M
P175 | Swan Lake | AEA-131 | 10210 | Ketchikan Public Utilities | 70 |  |  | 103 | 217-2009 | SEAPA_grid | Southeast | 2 | Conventional Hydroelectric | HY | 2021 | EIA860 | S | 11.3 |  | 0.9 | 11.3 | 11.3 | 1 | N |  | 2020 | OP | X | 6 | 1984 |  |  | N | Commercial Non-CHP | 4 | WAT |  |  |  |  | 10M
P176 | Whitman | AEA-131 | 10210 | Ketchikan Public Utilities | 58977 |  |  | 103 | 217-2009 | SEAPA_grid | Southeast | WPG-1 | Conventional Hydroelectric | HY | 2021 | EIA860 | S | 3.9 |  | 0.8 | 3.9 | 3.9 | 0.4 | N |  |  | OP | X | 1 | 2015 |  |  | N | Electric Utility | 1 | WAT |  |  |  |  | 10M
P176 | Whitman | AEA-131 | 10210 | Ketchikan Public Utilities | 58977 |  |  | 103 | 217-2009 | SEAPA_grid | Southeast | WPG-2 | Conventional Hydroelectric | HY | 2021 | EIA860 | S | 0.9 |  | 0.8 | 0.9 | 0.9 | 0.3 | N |  |  | OP | X | 1 | 2015 |  |  | N | Electric Utility | 1 | WAT |  |  |  |  | 10M
P177 | King Cove | AEA-043 | 9897 | King Cove, City of | 7493 | Waterfall Creek | 332070 | 289 | 131-0000 | King Cove_grid | Aleutians |  | Conventional Hydroelectric | HY |  | AEA |  | 0.4 | [8 empty] | OP |  | 5 | 2017 |  |  |  | Electric Utility | 1 | WAT |  |  |  | 0
P177 | King Cove | AEA-043 | 9897 | King Cove, City of | 7493 | Delta Creek | 332070 | 289 | 131-0000 | King Cove_grid | Aleutians | 4 | Conventional Hydroelectric | HY | 2021 | EIA860 | S | 0.8 |  | 0.8 | 0.7 | 0.2 | 0.6 | N |  |  | OP | X | 2 | 1995 |  |  | N | Electric Utility | 1 | WAT |  |  |  |  | 10M | N
P177 | King Cove | AEA-043 | 9897 | King Cove, City of | 7493 |  | 332070 | 289 | 131-0000 | King Cove_grid | Aleutians | 1 | Petroleum Liquids | IC | 2021 | EIA860 | S | 0.3 |  | 0.8 | 0.3 | 0.3 | 0.2 | N |  |  | OP | X | 2 | 1980 |  |  | N | Electric Utility | 1 | DFO |  |  |  |  | 10M | N | N
P177 | King Cove | AEA-043 | 9897 | King Cove, City of | 7493 |  | 332070 | 289 | 131-0000 | King Cove_grid | Aleutians | 2 | Petroleum Liquids | IC | 2021 | EIA860 | S | 0.5 |  | 0.8 | 0.4 | 0.4 | 0.2 | N |  |  | OP | X | 1 | 1986 |  |  | N | Electric Utility | 1 | DFO |  |  |  |  | 10M | N | N
P177 | King Cove | AEA-043 | 9897 | King Cove, City of | 7493 |  | 332070 | 289 | 131-0000 | King Cove_grid | Aleutians | 3 | Petroleum Liquids | IC | 2021 | EIA860 | S | 0.7 |  | 0.8 | 0.6 | 0.6 | 0.6 | N |  |  | OP | X | 6 | 1992 |  |  | N | Electric Utility | 1 | DFO |  |  |  |  | 10M | N | N | N
P177 | King Cove | AEA-043 | 9897 | King Cove, City of | 7493 |  | 332070 | 289 | 131-0000 | King Cove_grid | Aleutians | 5 | Petroleum Liquids | IC | 2021 | EIA860 | S | 0.3 |  | 0.8 | 0.3 | 0.3 | 0.2 | N |  |  | OP | X | 2 | 1980 |  |  | N | Electric Utility | 1 | DFO |  |  |  |  | 10M | N | N
P178 | Kipnuk | AEA-044 |  | Kipnuk Light Plant |  |  | 332080 | 446 | 132-0000 | Kipnuk_grid | Lower Yukon-Kuskokwim | 1 | Internal Combustion Engine | IC | 2021 | AEA PH Assessment |  | 0.47 | [8 empty] | OS | [6 empty] | Electric Utility |  | DFO | [9 empty] | Detroit Diesel | 6063TK35
P178 | Kipnuk | AEA-044 |  | Kipnuk Light Plant |  |  | 332080 | 446 | 132-0000 | Kipnuk_grid | Lower Yukon-Kuskokwim | 2 | Internal Combustion Engine | IC | 2021 | AEA PH Assessment |  | 0.47 | [8 empty] | OP | [6 empty] | Electric Utility |  | DFO | [9 empty] | Detroit Diesel | 6063TK35
P178 | Kipnuk | AEA-044 |  | Kipnuk Light Plant |  |  | 332080 | 446 | 132-0000 | Kipnuk_grid | Lower Yukon-Kuskokwim | 3 | Internal Combustion Engine | IC | 2021 | AEA PH Assessment |  | 0.47 | [8 empty] | OP | [6 empty] | Electric Utility |  | DFO | [9 empty] | Detroit Diesel | 6063TK35
P178 | Kipnuk | AEA-044 |  | Kipnuk Light Plant |  |  | 332080 | 446 | 132-0000 | Kipnuk_grid | Lower Yukon-Kuskokwim |  | Onshore Wind Turbine | WT |  | IES website |  | 0.57 | [8 empty] | OP |  |  | 2019 | [5 empty] | WND
P179 | Kobuk | AEA-045 |  | Kobuk Valley Electric Company |  |  | 332090 | 407 | 149-1980 | Shungnak_grid | Northwest Arctic | 1 | Internal Combustion Engine | IC | 2021 | AEA PH Assessment |  | 0.18 | [8 empty] | OP | [6 empty] | Electric Utility |  | DFO | [9 empty] | Caterpillar | C-9
P18 | South Fork | AEA-005 | 219 | Alaska Power & Telephone Company | 56265 |  |  | 2 | 023-2015 | Prince of Wales Is._grid | Southeast | 1 | Conventional Hydroelectric | HY | 2021 | EIA860 | S | 2 |  | 0.8 | 1.9 | 1.8 | 0.8 | N |  |  | OP | X | 12 | 2005 |  |  | N | Electric Utility | 1 | WAT |  |  |  |  | 1H | N
P180 | ESS Battery Microgrid | AEA-106 | 10433 | Kodiak Electric Assn Inc | 58405 |  |  | 16 | 223-0000 | Kodiak_grid | Kodiak | 1 | Batteries | BA | 2021 | EIA860 | S | 3 |  |  | 3 | 3 | 0 | N |  |  | OP | X | 11 | 2012 |  |  | N | Electric Utility | 1 | MWH |  |  |  |  | 10M
P181 | Flywheel Energy Storage System Microgrid | AEA-106 | 10433 | Kodiak Electric Assn Inc | 60563 |  |  | 16 | 223-0000 | Kodiak_grid | Kodiak | FESS | Flywheels | FW | 2021 | EIA860 | S | 2 |  |  | 2 | 2 | 0 | N |  |  | OP | X | 9 | 2015 |  |  | N | Electric Utility | 1 | MWH |  |  |  |  | 10M
P182 | Kodiak Microgrid | AEA-106 | 10433 | Kodiak Electric Assn Inc | 6281 |  |  | 16 | 223-0000 | Kodiak_grid | Kodiak | 1 | Petroleum Liquids | IC | 2021 | EIA860 | S | 2.5 |  | 0.9 | 2.5 | 2.5 | 0.6 | N |  |  | OP | X | 12 | 1976 |  |  | N | Electric Utility | 1 | DFO |  |  |  |  | 1H | N | N | N
P182 | Kodiak Microgrid | AEA-106 | 10433 | Kodiak Electric Assn Inc | 6281 |  |  | 16 | 223-0000 | Kodiak_grid | Kodiak | 2c | Petroleum Liquids | IC | 2021 | EIA860 | S | 4.4 |  | 0.9 | 4.4 | 4.4 | 1.1 | N |  |  | OP | X | 6 | 2005 |  |  | N | Electric Utility | 1 | DFO |  |  |  |  | 1H | N | N | N
P182 | Kodiak Microgrid | AEA-106 | 10433 | Kodiak Electric Assn Inc | 6281 |  |  | 16 | 223-0000 | Kodiak_grid | Kodiak | 3c | Petroleum Liquids | IC | 2021 | EIA860 | S | 4.4 |  | 0.9 | 4.4 | 4.4 | 1.1 | N |  |  | OP | X | 6 | 2005 |  |  | N | Electric Utility | 1 | DFO |  |  |  |  | 1H | N | N | N
P182 | Kodiak Microgrid | AEA-106 | 10433 | Kodiak Electric Assn Inc | 6281 |  |  | 16 | 223-0000 | Kodiak_grid | Kodiak | 4 | Petroleum Liquids | IC | 2021 | EIA860 | S | 7 |  | 0.9 | 7 | 7 | 2.5 | N |  |  | OP | X | 7 | 1981 |  |  | N | Electric Utility | 1 | DFO |  |  |  |  | 1H | N | N | N
P182 | Kodiak Microgrid | AEA-106 | 10433 | Kodiak Electric Assn Inc | 6281 |  |  | 16 | 223-0000 | Kodiak_grid | Kodiak | 2 | Petroleum Liquids | IC | 2021 | EIA860 | S | 5.2 |  |  | 5.2 | 5.2 |  | N |  |  | RE | X | 12 | 1976 | 7 | 2003 | N | Electric Utility | 1 | DFO | [5 empty] | N
P182 | Kodiak Microgrid | AEA-106 | 10433 | Kodiak Electric Assn Inc | 6281 |  |  | 16 | 223-0000 | Kodiak_grid | Kodiak | 3 | Petroleum Liquids | IC | 2021 | EIA860 | S | 5.2 |  |  | 5.2 | 5.2 |  | N |  |  | RE | X | 12 | 1976 | 4 | 2004 | N | Electric Utility | 1 | DFO | [5 empty] | N
P182 | Kodiak Microgrid | AEA-106 | 10433 | Kodiak Electric Assn Inc | 6281 |  |  | 16 | 223-0000 | Kodiak_grid | Kodiak | 6 | Petroleum Liquids | IC | 2021 | EIA860 | S | 2 |  |  | 2 | 2 |  | N |  |  | RE | X | 2 | 1968 | 4 | 2004 | N | Electric Utility | 1 | DFO
P182 | Kodiak Microgrid | AEA-106 | 10433 | Kodiak Electric Assn Inc | 6281 |  |  | 16 | 223-0000 | Kodiak_grid | Kodiak | 7 | Petroleum Liquids | IC | 2021 | EIA860 | S | 2 |  |  | 2 | 2 |  | N |  |  | RE | X | 2 | 1968 | 4 | 2002 | N | Electric Utility | 1 | DFO
P182 | Kodiak Microgrid | AEA-106 | 10433 | Kodiak Electric Assn Inc | 6281 |  |  | 16 | 223-0000 | Kodiak_grid | Kodiak | 8 | Petroleum Liquids | IC | 2021 | EIA860 | S | 2.6 |  |  | 2 | 2 |  | N |  |  | RE | X | 12 | 1968 | 4 | 2002 | N | Electric Utility | 1 | DFO
P182 | Kodiak Microgrid | AEA-106 | 10433 | Kodiak Electric Assn Inc | 6281 |  |  | 16 | 223-0000 | Kodiak_grid | Kodiak | 9 | Petroleum Liquids | IC | 2021 | EIA860 | S | 2 |  |  | 2 | 2 |  | N |  |  | RE | X | 12 | 1968 | 4 | 2002 | N | Electric Utility | 1 | DFO
P183 | Nymans Plant Microgrid | AEA-106 | 10433 | Kodiak Electric Assn Inc | 7723 |  |  | 16 | 223-0000 | Kodiak_grid | Kodiak | 1 | Petroleum Liquids | IC | 2021 | EIA860 | S | 2.5 |  | 0.9 | 2.5 | 2.5 | 1 | N |  |  | OP | X | 1 | 1994 |  |  | N | Electric Utility | 1 | DFO |  |  |  |  | 1H | N | N | N
P183 | Nymans Plant Microgrid | AEA-106 | 10433 | Kodiak Electric Assn Inc | 7723 |  |  | 16 | 223-0000 | Kodiak_grid | Kodiak | 2 | Petroleum Liquids | IC | 2021 | EIA860 | S | 7.5 |  | 0.9 | 7.3 | 7.4 | 1 | N |  |  | OP | X | 1 | 2000 |  |  | N | Electric Utility | 1 | DFO |  |  |  |  | 1H | N | N | N
P184 | Pillar Mountain Wind Project Microgrid | AEA-106 | 10433 | Kodiak Electric Assn Inc | 57187 |  |  | 16 | 223-0000 | Kodiak_grid | Kodiak | 1 | Onshore Wind Turbine | WT | 2021 | EIA860 | S | 4.5 |  |  | 4.5 | 4.5 | 0 | N |  |  | OP | X | 6 | 2009 |  |  | N | Electric Utility | 1 | WND |  |  |  | 3
P184 | Pillar Mountain Wind Project Microgrid | AEA-106 | 10433 | Kodiak Electric Assn Inc | 57187 |  |  | 16 | 223-0000 | Kodiak_grid | Kodiak | 2 | Onshore Wind Turbine | WT | 2021 | EIA860 | S | 4.5 |  |  | 4.5 | 4.5 | 0 | N |  |  | OP | X | 9 | 2012 |  |  | N | Electric Utility | 1 | WND |  |  |  | 3
P185 | Port Lions Microgrid | AEA-106 | 10433 | Kodiak Electric Assn Inc | 6282 |  |  | 16 | 223-0000 | Kodiak_grid | Kodiak | 5 | Petroleum Liquids | IC | 2021 | EIA860 | S | 0.5 |  | 0.8 | 0.5 | 0.5 | 0.1 | N |  |  | OP | X | 9 | 2017 |  |  | N | Electric Utility | 1 | DFO |  |  |  |  | 1H | N | N | N
P185 | Port Lions Microgrid | AEA-106 | 10433 | Kodiak Electric Assn Inc | 6282 |  |  | 16 | 223-0000 | Kodiak_grid | Kodiak | 1 | Petroleum Liquids | IC | 2021 | EIA860 | S | 0.3 |  | 0.9 | 0.3 | 0.3 | 0.1 | N |  |  | RE | X | 8 | 1968 | 10 | 2017 | N | Electric Utility | 1 | DFO |  |  |  |  | 1H | N | N | N
P185 | Port Lions Microgrid | AEA-106 | 10433 | Kodiak Electric Assn Inc | 6282 |  |  | 16 | 223-0000 | Kodiak_grid | Kodiak | 2 | Petroleum Liquids | IC | 2021 | EIA860 | S | 0.3 |  | 0.9 | 0.2 | 0.2 | 0.1 | N |  |  | RE | X | 8 | 1968 | 10 | 2017 | N | Electric Utility | 1 | DFO |  |  |  |  | 1H | N
P185 | Port Lions Microgrid | AEA-106 | 10433 | Kodiak Electric Assn Inc | 6282 |  |  | 16 | 223-0000 | Kodiak_grid | Kodiak | 3 | Petroleum Liquids | IC | 2021 | EIA860 | S | 0.2 |  | 0.9 | 0.2 | 0.2 | 0.1 | N |  |  | RE | X | 6 | 1971 | 10 | 2017 | N | Electric Utility | 1 | DFO |  |  |  |  | 1H | N
P185 | Port Lions Microgrid | AEA-106 | 10433 | Kodiak Electric Assn Inc | 6282 |  |  | 16 | 223-0000 | Kodiak_grid | Kodiak | 4 | Petroleum Liquids | IC | 2021 | EIA860 | S | 0.2 |  | 0.9 | 0.2 | 0.2 | 0.1 | N |  |  | RE | X | 8 | 1975 | 10 | 2017 | N | Electric Utility | 1 | DFO |  |  |  |  | OVER | N
P186 | Swampy Acres Microgrid | AEA-106 | 10433 | Kodiak Electric Assn Inc | 60250 |  |  | 16 | 223-0000 | Kodiak_grid | Kodiak | 13 | Petroleum Liquids | IC | 2021 | EIA860 | S | 4.4 |  | 0.8 | 4.4 | 4.4 | 3.2 | N |  |  | OP | X | 4 | 2015 |  |  | N | Electric Utility | 1 | DFO |  |  |  |  | 1H | N
P186 | Swampy Acres Microgrid | AEA-106 | 10433 | Kodiak Electric Assn Inc | 60250 |  |  | 16 | 223-0000 | Kodiak_grid | Kodiak | 6A | Petroleum Liquids | IC | 2021 | EIA860 | S | 2 |  | 0.9 | 2 | 2 | 1.5 | N |  |  | OP | X | 6 | 2002 |  |  | N | Electric Utility | 1 | DFO |  |  |  |  | 10M | N | N | N
P186 | Swampy Acres Microgrid | AEA-106 | 10433 | Kodiak Electric Assn Inc | 60250 |  |  | 16 | 223-0000 | Kodiak_grid | Kodiak | 7A | Petroleum Liquids | IC | 2021 | EIA860 | S | 2 |  | 0.9 | 2 | 2 | 1.5 | N |  |  | OP | X | 2 | 2002 |  |  | N | Electric Utility | 1 | DFO |  |  |  |  | 10M | N | N | N
P187 | Terror Lake Microgrid | AEA-106 | 10433 | Kodiak Electric Assn Inc | 71 |  |  | 16 | 223-0000 | Kodiak_grid | Kodiak | 1 | Conventional Hydroelectric | HY | 2021 | EIA860 | S | 11.2 |  | 0.9 | 11.2 | 11.2 | 0.3 | N | 12 | 2019 | OP | X | 12 | 1984 |  |  | N | Electric Utility | 1 | WAT |  |  |  |  | 12H | N
P187 | Terror Lake Microgrid | AEA-106 | 10433 | Kodiak Electric Assn Inc | 71 |  |  | 16 | 223-0000 | Kodiak_grid | Kodiak | 2 | Conventional Hydroelectric | HY | 2021 | EIA860 | S | 11.2 |  | 0.9 | 11.2 | 11.2 | 0.3 | N | 12 | 2019 | OP | X | 12 | 1984 |  |  | N | Electric Utility | 1 | WAT |  |  |  |  | 12H | N
P187 | Terror Lake Microgrid | AEA-106 | 10433 | Kodiak Electric Assn Inc | 71 |  |  | 16 | 223-0000 | Kodiak_grid | Kodiak | 3 | Conventional Hydroelectric | HY | 2021 | EIA860 | S | 11.2 |  | 0.9 | 11.2 | 11.2 | 0.3 | N | 12 | 2019 | OP | X | 2 | 2014 |  |  | N | Electric Utility | 1 | WAT |  |  |  |  | 12H | N
P188 | Kokhanok | AEA-046 |  | Kokhanok Village Council |  |  | 332100 | 660 | 134-0000 | Kokhanok_grid | Bristol Bay | 1 | Internal Combustion Engine | IC | 2021 | AEA PH Assessment |  | 0.07 | [8 empty] | OP | [6 empty] | Electric Utility |  | DFO | [9 empty] | John Deere | 4045TFM75
P188 | Kokhanok | AEA-046 |  | Kokhanok Village Council |  |  | 332100 | 660 | 134-0000 | Kokhanok_grid | Bristol Bay | 2 | Internal Combustion Engine | IC | 2021 | AEA PH Assessment |  | 0.185 | [8 empty] | OP | [6 empty] | Electric Utility |  | DFO | [9 empty] | John Deere | 6081AFM75
P188 | Kokhanok | AEA-046 |  | Kokhanok Village Council |  |  | 332100 | 660 | 134-0000 | Kokhanok_grid | Bristol Bay | 3 | Internal Combustion Engine | IC | 2021 | AEA PH Assessment |  | 0.21 | [8 empty] | OP | [6 empty] | Electric Utility |  | DFO | [9 empty] | John Deere | 6081AF001
P188 | Kokhanok | AEA-046 |  | Kokhanok Village Council |  |  | 332100 | 660 | 134-0000 | Kokhanok_grid | Bristol Bay | 4 | Internal Combustion Engine | IC | 2021 | AEA PH Assessment |  | 0.117 | [8 empty] | OP | [6 empty] | Electric Utility |  | DFO | [9 empty] | John Deere | 4045HF485
P188 | Kokhanok | AEA-046 |  | Kokhanok Village Council |  |  | 332100 | 660 | 134-0000 | Kokhanok_grid | Bristol Bay |  | Onshore Wind Turbine | WT |  | IES |  | 0.19 | [7 empty] | 2020 | OP |  | 1 | 2011 |  |  |  | Electric Utility | 1 | WND |  |  |  | 2
P189 | Kotzebue | AEA-048 | 10451 | Kotzebue Electric Association | 6304 |  | 332130 | 17 | 135-0000 | Kotzebue_grid | Northwest Arctic | ES1 | Batteries | BA | 2021 | EIA860 | S | 1.2 |  |  | 1.2 | 1.2 | 0 | N |  |  | OP | X | 12 | 2015 |  |  | N | Electric Utility | 1 | MWH |  |  |  |  | 10M
P189 | Kotzebue | AEA-048 | 10451 | Kotzebue Electric Association | 6304 |  | 332130 | 17 | 135-0000 | Kotzebue_grid | Northwest Arctic | 10 | Petroleum Liquids | IC | 2021 | EIA860 | S | 3 |  | 0.8 | 3 | 3 | 1.5 | N |  |  | OP | X | 12 | 1992 |  |  | N | Electric Utility | 1 | DFO |  |  |  |  | 12H | N | N | N
P189 | Kotzebue | AEA-048 | 10451 | Kotzebue Electric Association | 6304 |  | 332130 | 17 | 135-0000 | Kotzebue_grid | Northwest Arctic | 14 | Petroleum Liquids | IC | 2021 | EIA860 | S | 2.8 |  | 0.8 | 2.8 | 2.8 | 1 | N |  |  | OP | X | 7 | 1994 |  |  | N | Electric Utility | 1 | DFO |  |  |  |  | 12H | N | N | N
P189 | Kotzebue | AEA-048 | 10451 | Kotzebue Electric Association | 6304 |  | 332130 | 17 | 135-0000 | Kotzebue_grid | Northwest Arctic | 15 | Petroleum Liquids | IC | 2021 | EIA860 | S | 2.8 |  | 0.8 | 2.8 | 2.8 | 1 | N |  |  | OP | X | 2 | 2006 |  |  | N | Electric Utility | 1 | DFO |  |  |  |  | 12H | N | N | N
P189 | Kotzebue | AEA-048 | 10451 | Kotzebue Electric Association | 6304 |  | 332130 | 17 | 135-0000 | Kotzebue_grid | Northwest Arctic | 16 | Petroleum Liquids | IC | 2021 | EIA860 | S | 1.4 |  | 0.8 | 1.4 | 1.4 | 0.6 | N |  |  | OP | X | 8 | 2013 |  |  | N | Electric Utility | 1 | DFO |  |  |  |  | 12H | N |  | N
P189 | Kotzebue | AEA-048 | 10451 | Kotzebue Electric Association | 6304 |  | 332130 | 17 | 135-0000 | Kotzebue_grid | Northwest Arctic | 17 | Petroleum Liquids | IC | 2021 | EIA860 | S | 0.7 |  | 0.8 | 0.7 | 0.7 | 0.1 | N |  |  | OP | X | 5 | 2016 |  |  | N | Electric Utility | 1 | DFO |  |  |  |  | 12H | N | N | N
P189 | Kotzebue | AEA-048 | 10451 | Kotzebue Electric Association | 6304 |  | 332130 | 17 | 135-0000 | Kotzebue_grid | Northwest Arctic | 7A | Petroleum Liquids | IC | 2021 | EIA860 | S | 1.1 |  | 0.8 | 1.1 | 1.1 | 0.4 | N |  |  | OP | X | 8 | 1987 |  |  | N | Electric Utility | 1 | DFO |  |  |  |  | 12H | N | N | N
P189 | Kotzebue | AEA-048 | 10451 | Kotzebue Electric Association | 6304 |  | 332130 | 17 | 135-0000 | Kotzebue_grid | Northwest Arctic | 11 | Petroleum Liquids | IC | 2021 | EIA860 | S | 1 |  |  | 1 | 1 |  | N |  |  | RE | X | 7 | 1994 | 8 | 2013 | N | Electric Utility | 1 | DFO |  |  |  |  | 12H | N | N | N
P189 | Kotzebue | AEA-048 | 10451 | Kotzebue Electric Association | 6304 |  | 332130 | 17 | 135-0000 | Kotzebue_grid | Northwest Arctic | 12 | Petroleum Liquids | IC | 2021 | EIA860 | S | 1 |  |  | 1 | 1 | 1 | N |  |  | RE | X | 7 | 1994 | 7 | 2012 | N | Electric Utility | 1 | DFO | [5 empty] | N | N | N
P189 | Kotzebue | AEA-048 | 10451 | Kotzebue Electric Association | 6304 |  | 332130 | 17 | 135-0000 | Kotzebue_grid | Northwest Arctic | 9 | Petroleum Liquids | IC | 2021 | EIA860 | S | 2.1 |  |  | 2.1 | 2.1 |  | N |  |  | RE | X | 12 | 1983 | 10 | 2004 | N | Electric Utility | 1 | DFO
P189 | Kotzebue | AEA-048 | 10451 | Kotzebue Electric Association | 6304 |  | 332130 | 17 | 135-0000 | Kotzebue_grid | Northwest Arctic | PV1 | Solar Photovoltaic | PV | 2021 | EIA860 | S | 0.1 |  |  | 0.1 | 0.1 | 0.1 | N |  |  | OP | X | 7 | 2020 | 7 | 2040 | N | Electric Utility | 1 | SUN
P189 | Kotzebue | AEA-048 | 10451 | Kotzebue Electric Association | 6304 |  | 332130 | 17 | 135-0000 | Kotzebue_grid | Northwest Arctic | PV2 | Solar Photovoltaic | PV | 2021 | EIA860 | S | 0.1 |  |  | 0.1 | 0.1 | 0.1 | N |  |  | OP | X | 7 | 2020 | 7 | 2040 | N | Electric Utility | 1 | SUN
P189 | Kotzebue | AEA-048 | 10451 | Kotzebue Electric Association | 6304 |  | 332130 | 17 | 135-0000 | Kotzebue_grid | Northwest Arctic | PV3 | Solar Photovoltaic | PV | 2021 | EIA860 | S | 0.1 |  |  | 0.1 | 0.1 | 0.1 | N |  |  | OP | X | 7 | 2020 | 7 | 2040 | N | Electric Utility | 1 | SUN
P189 | Kotzebue | AEA-048 | 10451 | Kotzebue Electric Association | 6304 |  | 332130 | 17 | 135-0000 | Kotzebue_grid | Northwest Arctic | PV4 | Solar Photovoltaic | PV | 2021 | EIA860 | S | 0.1 |  |  | 0.1 | 0.1 | 0.1 | N |  |  | OP | X | 7 | 2020 | 7 | 2040 | N | Electric Utility | 1 | SUN
P189 | Kotzebue | AEA-048 | 10451 | Kotzebue Electric Association | 6304 |  | 332130 | 17 | 135-0000 | Kotzebue_grid | Northwest Arctic | PV5 | Solar Photovoltaic | PV | 2021 | EIA860 | S | 0.1 |  |  | 0.1 | 0.1 | 0.1 | N |  |  | OP | X | 7 | 2020 | 7 | 2040 | N | Electric Utility | 1 | SUN
P189 | Kotzebue | AEA-048 | 10451 | Kotzebue Electric Association | 6304 |  | 332130 | 17 | 135-0000 | Kotzebue_grid | Northwest Arctic | PV6 | Solar Photovoltaic | PV | 2021 | EIA860 | S | 0.1 |  |  | 0.1 | 0.1 | 0.1 | N |  |  | OP | X | 7 | 2020 | 7 | 2040 | N | Electric Utility | 1 | SUN
P189 | Kotzebue | AEA-048 | 10451 | Kotzebue Electric Association | 6304 |  | 332130 | 17 | 135-0000 | Kotzebue_grid | Northwest Arctic | PV7 | Solar Photovoltaic | PV | 2021 | EIA860 | S | 0.1 |  |  | 0.1 | 0.1 | 0.1 | N |  |  | OP | X | 7 | 2020 | 7 | 2040 | N | Electric Utility | 1 | SUN
P189 | Kotzebue | AEA-048 | 10451 | Kotzebue Electric Association | 6304 |  | 332130 | 17 | 135-0000 | Kotzebue_grid | Northwest Arctic | PV8 | Solar Photovoltaic | PV | 2021 | EIA860 | S | 0.1 |  |  | 0.1 | 0.1 | 0.1 | N |  |  | OP | X | 7 | 2020 | 7 | 2040 | N | Electric Utility | 1 | SUN
P189 | Kotzebue | AEA-048 | 10451 | Kotzebue Electric Association | 6304 |  | 332130 | 17 | 135-0000 | Kotzebue_grid | Northwest Arctic | 11wt | Onshore Wind Turbine | WT | 2021 | EIA860 | S | 0.1 |  |  | 0.1 | 0.1 | 0.1 | N |  |  | OP | X | 5 | 2005 | 5 | 2025 | N | Electric Utility | 1 | WND |  |  |  | 1
P189 | Kotzebue | AEA-048 | 10451 | Kotzebue Electric Association | 6304 |  | 332130 | 17 | 135-0000 | Kotzebue_grid | Northwest Arctic | 13WT | Onshore Wind Turbine | WT | 2021 | EIA860 | S | 0.1 |  |  | 0.1 | 0.1 | 0.1 | N |  |  | OP | X | 5 | 2006 | 5 | 2025 | N | Electric Utility | 1 | WND |  |  |  | 1
P189 | Kotzebue | AEA-048 | 10451 | Kotzebue Electric Association | 6304 |  | 332130 | 17 | 135-0000 | Kotzebue_grid | Northwest Arctic | 14wt | Onshore Wind Turbine | WT | 2021 | EIA860 | S | 0.1 |  |  | 0.1 | 0.1 | 0.1 | N |  |  | OP | X | 5 | 2002 | 5 | 2025 | N | Electric Utility | 1 | WND |  |  |  | 1
P189 | Kotzebue | AEA-048 | 10451 | Kotzebue Electric Association | 6304 |  | 332130 | 17 | 135-0000 | Kotzebue_grid | Northwest Arctic | 15WT | Onshore Wind Turbine | WT | 2021 | EIA860 | S | 0.1 |  |  | 0.1 | 0.1 | 0.1 | N |  |  | OP | X | 5 | 2006 | 5 | 2025 | N | Electric Utility | 1 | WND |  |  |  | 1
P189 | Kotzebue | AEA-048 | 10451 | Kotzebue Electric Association | 6304 |  | 332130 | 17 | 135-0000 | Kotzebue_grid | Northwest Arctic | 16WT | Onshore Wind Turbine | WT | 2021 | EIA860 | S | 0.1 |  |  | 0.1 | 0.1 | 0.1 | N |  |  | OP | X | 5 | 2006 | 5 | 2025 | N | Electric Utility | 1 | WND |  |  |  | 1
P189 | Kotzebue | AEA-048 | 10451 | Kotzebue Electric Association | 6304 |  | 332130 | 17 | 135-0000 | Kotzebue_grid | Northwest Arctic | 17WT | Onshore Wind Turbine | WT | 2021 | EIA860 | S | 0.1 |  |  | 0.1 | 0.1 | 0.1 | N |  |  | OP | X | 5 | 2006 | 5 | 2025 | N | Electric Utility | 1 | WND |  |  |  | 1
P189 | Kotzebue | AEA-048 | 10451 | Kotzebue Electric Association | 6304 |  | 332130 | 17 | 135-0000 | Kotzebue_grid | Northwest Arctic | 18WT | Onshore Wind Turbine | WT | 2021 | EIA860 | S | 0.9 |  |  | 0.9 | 0.9 | 0.9 | N |  |  | OP | X | 5 | 2012 |  |  | N | Electric Utility | 1 | WND |  |  |  | 1
P189 | Kotzebue | AEA-048 | 10451 | Kotzebue Electric Association | 6304 |  | 332130 | 17 | 135-0000 | Kotzebue_grid | Northwest Arctic | 19WT | Onshore Wind Turbine | WT | 2021 | EIA860 | S | 0.9 |  |  | 0.9 | 0.9 | 0.9 | N |  |  | OP | X | 5 | 2012 |  |  | N | Electric Utility | 1 | WND |  |  |  | 1
P189 | Kotzebue | AEA-048 | 10451 | Kotzebue Electric Association | 6304 |  | 332130 | 17 | 135-0000 | Kotzebue_grid | Northwest Arctic | 1WT | Onshore Wind Turbine | WT | 2021 | EIA860 | S | 0.6 |  |  | 0.6 | 0.6 | 0.6 | N |  |  | OP | X | 5 | 1999 | 5 | 2025 | N | Electric Utility | 1 | WND |  |  |  | 10
P189 | Kotzebue | AEA-048 | 10451 | Kotzebue Electric Association | 6304 |  | 332130 | 17 | 135-0000 | Kotzebue_grid | Northwest Arctic | 2WT | Onshore Wind Turbine | WT | 2021 | EIA860 | S | 0.1 |  |  | 0.1 | 0.1 | 0.1 | N |  |  | OP | X | 5 | 1999 | 5 | 2025 | N | Electric Utility | 1 | WND |  |  |  | 1
P189 | Kotzebue | AEA-048 | 10451 | Kotzebue Electric Association | 6304 |  | 332130 | 17 | 135-0000 | Kotzebue_grid | Northwest Arctic | 3WT | Onshore Wind Turbine | WT | 2021 | EIA860 | S | 0.2 |  |  | 0.2 | 0.2 | 0.1 | N |  |  | OP | X | 1 | 1997 | 5 | 2025 | N | Electric Utility | 1 | WND |  |  |  | 3
P189 | Kotzebue | AEA-048 | 10451 | Kotzebue Electric Association | 6304 |  | 332130 | 17 | 135-0000 | Kotzebue_grid | Northwest Arctic | 10wt | Onshore Wind Turbine | WT | 2021 | EIA860 | S | 0.1 |  |  | 0.1 | 0.1 | 0.1 | N |  |  | RE | X | 7 | 1999 | 5 | 2020 | N | Electric Utility | 1 | WND |  |  |  | 1
P189 | Kotzebue | AEA-048 | 10451 | Kotzebue Electric Association | 6304 |  | 332130 | 17 | 135-0000 | Kotzebue_grid | Northwest Arctic | 12wt | Onshore Wind Turbine | WT | 2021 | EIA860 | S | 0.1 |  |  | 0.1 | 0.1 | 0.1 | N |  |  | RE | X | 5 | 2005 | 5 | 2020 | N | Electric Utility | 1 | WND |  |  |  | 1
P189 | Kotzebue | AEA-048 | 10451 | Kotzebue Electric Association | 6304 |  | 332130 | 17 | 135-0000 | Kotzebue_grid | Northwest Arctic | 4WT | Onshore Wind Turbine | WT | 2021 | EIA860 | S | 0.5 |  |  | 0.5 | 0.5 | 0.1 | N |  |  | RE | X | 1 | 1999 | 5 | 2020 | N | Electric Utility | 1 | WND |  |  |  | 7
P189 | Kotzebue | AEA-048 | 10451 | Kotzebue Electric Association | 6304 |  | 332130 | 17 | 135-0000 | Kotzebue_grid | Northwest Arctic | 5WT | Onshore Wind Turbine | WT | 2021 | EIA860 | S | 0.1 |  |  | 0.1 | 0.1 | 0.1 | N |  |  | RE | X | 1 | 2002 | 5 | 2020 | N | Electric Utility | 1 | WND |  |  |  | 1
P189 | Kotzebue | AEA-048 | 10451 | Kotzebue Electric Association | 6304 |  | 332130 | 17 | 135-0000 | Kotzebue_grid | Northwest Arctic | 6WT | Onshore Wind Turbine | WT | 2021 | EIA860 | S | 0.1 |  |  | 0.1 | 0.1 | 0.1 | N |  |  | RE | X | 1 | 2005 | 5 | 2020 | N | Electric Utility | 1 | WND |  |  |  | 2
P189 | Kotzebue | AEA-048 | 10451 | Kotzebue Electric Association | 6304 |  | 332130 | 17 | 135-0000 | Kotzebue_grid | Northwest Arctic | 7WT | Onshore Wind Turbine | WT | 2021 | EIA860 | S | 0.1 |  |  | 0.1 | 0.1 | 0.1 | N |  |  | RE | X | 2 | 2006 | 5 | 2020 | N | Electric Utility | 1 | WND |  |  |  | 4
P189 | Kotzebue | AEA-048 | 10451 | Kotzebue Electric Association | 6304 |  | 332130 | 17 | 135-0000 | Kotzebue_grid | Northwest Arctic | 8WT | Onshore Wind Turbine | WT | 2021 | EIA860 | S | 0.1 |  |  | 0.1 | 0.1 | 0.1 | N |  |  | RE | X | 7 | 1999 | 5 | 2020 | N | Electric Utility | 1 | WND |  |  |  | 1
P189 | Kotzebue | AEA-048 | 10451 | Kotzebue Electric Association | 6304 |  | 332130 | 17 | 135-0000 | Kotzebue_grid | Northwest Arctic | 9wt | Onshore Wind Turbine | WT | 2021 | EIA860 | S | 0.1 |  |  | 0.1 | 0.1 | 0.1 | N |  |  | RE | X | 7 | 1999 | 5 | 2020 | N | Electric Utility | 1 | WND |  |  |  | 1
P19 | Viking | AEA-005 | 219 | Alaska Power & Telephone Company | 56147 |  |  | 2 | 023-2015 | Prince of Wales Is._grid | Southeast | 1 | Petroleum Liquids | IC | 2021 | EIA860 | S | 1 |  | 0.8 | 1 | 1 | 0.4 | N |  |  | OS | X | 2 | 2003 |  |  | N | Electric Utility | 1 | DFO |  |  |  |  | 10M | N
P190 | Koyukuk | AEA-049 |  | Koyukuk, City of |  |  | 332140 | 687 | 136-0000 | Koyukuk_grid | Yukon-Koyukuk/Upper Tanana | 1 | Internal Combustion Engine | IC | 2021 | AEA PH Assessment |  | 0.064 | [8 empty] | OP |  | 8 | 2006 |  |  |  | Electric Utility |  | DFO | [9 empty] | John Deere | 4045TFM75
P190 | Koyukuk | AEA-049 |  | Koyukuk, City of |  |  | 332140 | 687 | 136-0000 | Koyukuk_grid | Yukon-Koyukuk/Upper Tanana | 3 | Internal Combustion Engine | IC | 2021 | AEA PH Assessment |  | 0.037 | [8 empty] | OS |  | 9 | 2006 |  |  |  | Electric Utility |  | DFO | [9 empty] | John Deere | PE3029TF150BASE - 2.9 L
P190 | Koyukuk | AEA-049 |  | Koyukuk, City of |  |  | 332140 | 687 | 136-0000 | Koyukuk_grid | Yukon-Koyukuk/Upper Tanana | 2 | Internal Combustion Engine | IC | 2021 | AEA PH Assessment |  | 0 | [8 empty] | OP |  | 9 | 2014 |  |  |  | Electric Utility |  | DFO | [9 empty] | John Deere | 4045AFM85E
P190 | Koyukuk | AEA-049 |  | Koyukuk, City of |  |  | 332140 | 687 | 136-0000 | Koyukuk_grid | Yukon-Koyukuk/Upper Tanana | 4 | Internal Combustion Engine | IC | 2021 | AEA PH Assessment |  | 0.037 | [8 empty] | OS |  | 9 | 2020 |  |  |  | Electric Utility |  | DFO | [9 empty] | John Deere | PE3029TF150BASE - 2.9 L
P191 | Kwethluk | AEA-050 |  | Kwethluk Incorporated d/b/a Kuiggluum Kallugvia |  |  | 332150 | 281 | 137-0000 | Kwethluk_grid | Lower Yukon-Kuskokwim | 2 | Internal Combustion Engine | IC | 2021 | AEA PH Assessment |  | 0.41 | [8 empty] | OP | [6 empty] | Electric Utility |  | DFO | [9 empty] | Caterpillar | 3456
P191 | Kwethluk | AEA-050 |  | Kwethluk Incorporated d/b/a Kuiggluum Kallugvia |  |  | 332150 | 281 | 137-0000 | Kwethluk_grid | Lower Yukon-Kuskokwim | 3 | Internal Combustion Engine | IC | 2021 | AEA PH Assessment |  | 0.28 | [8 empty] | OS | [6 empty] | Electric Utility |  | DFO | [9 empty] | John Deere | 6081HF070
P191 | Kwethluk | AEA-050 |  | Kwethluk Incorporated d/b/a Kuiggluum Kallugvia |  |  | 332150 | 281 | 137-0000 | Kwethluk_grid | Lower Yukon-Kuskokwim | 1 | Internal Combustion Engine | IC | 2021 | AEA PH Assessment |  | 0.41 | [8 empty] | OP |  | 10 | 2009 |  |  |  | Electric Utility |  | DFO | [9 empty] | Caterpillar | Tag m3456
P192 | Kwigillingok | AEA-051 |  | Kwigillingok Power Company |  |  | 332160 | 376 | 138-0000 | Kwigillingok_grid | Lower Yukon-Kuskokwim |  | Batteries | BA |  |  |  | 0.295 | 0.135 | [7 empty] | OP |  |  | 2014 | [5 empty] | MWH
P192 | Kwigillingok | AEA-051 |  | Kwigillingok Power Company |  |  | 332160 | 376 | 138-0000 | Kwigillingok_grid | Lower Yukon-Kuskokwim | 1 | Internal Combustion Engine | IC | 2021 | AEA PH Assessment |  | 0.168 | [8 empty] | OS | [6 empty] | Electric Utility |  | DFO | [9 empty] | Engine Missing | No Engine/No Tag
P192 | Kwigillingok | AEA-051 |  | Kwigillingok Power Company |  |  | 332160 | 376 | 138-0000 | Kwigillingok_grid | Lower Yukon-Kuskokwim | 2 | Internal Combustion Engine | IC | 2021 | AEA PH Assessment |  | 0.25 | [8 empty] | OS | [6 empty] | Electric Utility |  | DFO | [9 empty] | John Deere | 6090hf485
P192 | Kwigillingok | AEA-051 |  | Kwigillingok Power Company |  |  | 332160 | 376 | 138-0000 | Kwigillingok_grid | Lower Yukon-Kuskokwim | 3 | Internal Combustion Engine | IC | 2021 | AEA PH Assessment |  | 0.23 | [8 empty] | OP | [6 empty] | Electric Utility |  | DFO | [9 empty] | John Deere | 6090AFM75
P192 | Kwigillingok | AEA-051 |  | Kwigillingok Power Company |  |  | 332160 | 376 | 138-0000 | Kwigillingok_grid | Lower Yukon-Kuskokwim | 4 | Internal Combustion Engine | IC | 2021 | AEA PH Assessment |  | 0.38 | [8 empty] | OP | [6 empty] | Electric Utility |  | DFO | [9 empty] | John Deere | 6135AFM75
P192 | Kwigillingok | AEA-051 |  | Kwigillingok Power Company |  |  | 332160 | 376 | 138-0000 | Kwigillingok_grid | Lower Yukon-Kuskokwim |  | Onshore Wind Turbine | WT |  | AEA |  | 0.475 | [8 empty] | OP |  | 6 | 2013 |  |  |  | Electric Utility | 1 | WND |  |  |  | 5
P193 | Larsen Bay | AEA-052 |  | Larsen Bay Utility Company |  |  | 332170 | 353 | 139-0000 | Larsen Bay_grid | Kodiak |  | Conventional Hydroelectric | HY |  | AEA |  | 0.475 | [6 empty] | 1 | 2009 | OP |  |  | 1991 |  |  |  | Electric Utility | 1 | WAT |  |  |  | 0
P194 | Levelock | AEA-053 |  | Levelock Electrical Coop |  |  | 332180 | 330 | 140-0000 | Levelock_grid | Bristol Bay | 1 | Internal Combustion Engine | IC | 2021 | AEA PH Assessment |  | 0.1 | [8 empty] | OS |  | 2 | 2009 |  |  |  | Electric Utility |  | DFO | [9 empty] | John Deere | 6068TFM76
P194 | Levelock | AEA-053 |  | Levelock Electrical Coop |  |  | 332180 | 330 | 140-0000 | Levelock_grid | Bristol Bay | 2 | Internal Combustion Engine | IC | 2021 | AEA PH Assessment |  | 0.067 | [8 empty] | OP |  | 2 | 2009 |  |  |  | Electric Utility |  | DFO | [9 empty] | John Deere | 4045AFM85
P194 | Levelock | AEA-053 |  | Levelock Electrical Coop |  |  | 332180 | 330 | 140-0000 | Levelock_grid | Bristol Bay | 3 | Internal Combustion Engine | IC | 2021 | AEA PH Assessment |  | 0.067 | [8 empty] | OP |  | 2 | 2009 |  |  |  | Electric Utility |  | DFO | [9 empty] | John Deere | 4045TFM75
P195 | Lime Village | AEA-054 |  | Lime Village Electric Utility |  |  | 332190 | 570 | 141-0000 | Lime Village_grid | Lower Yukon-Kuskokwim |  | Solar PV | PV |  | AEA |  | 0.012 | [8 empty] | OS |  |  | 2001 |  |  |  | Electric Utility | 1 | SUN |  |  |  | 0
P196 | Manokotak | AEA-056 |  | Manokotak Power Company |  |  | 332210 | 321 | 142-0000 | Manokotak_grid | Bristol Bay | 1 | Internal Combustion Engine | IC | 2021 | AEA PH Assessment |  | 0.3 | [8 empty] | OP | [6 empty] | Electric Utility |  | DFO | [9 empty] | Caterpillar | C9.3 ACERT
P196 | Manokotak | AEA-056 |  | Manokotak Power Company |  |  | 332210 | 321 | 142-0000 | Manokotak_grid | Bristol Bay | 2 | Internal Combustion Engine | IC | 2021 | AEA PH Assessment |  | 0.3 | [8 empty] | OP | [6 empty] | Electric Utility |  | DFO | [9 empty] | Caterpillar | C9.3. ACERT
P197 | Eklutna Generation Station | AEA-107 | 11824 | Matanuska Electric Association | 58989 |  |  | 18 | 215-1985 | Railbelt_grid | Railbelt | EGS01 | Natural Gas Internal Combustion Engine | IC | 2021 | EIA860 | S | 17.1 |  | 0.8 | 16.5 | 16.5 | 6.6 | N |  |  | OP | X | 4 | 2015 |  |  | N | Electric Utility | 1 | NG | DFO |  |  |  | 10M | Y | N | Y
P197 | Eklutna Generation Station | AEA-107 | 11824 | Matanuska Electric Association | 58989 |  |  | 18 | 215-1985 | Railbelt_grid | Railbelt | EGS02 | Natural Gas Internal Combustion Engine | IC | 2021 | EIA860 | S | 17.1 |  | 0.8 | 16.5 | 16.5 | 6.6 | N |  |  | OP | X | 4 | 2015 |  |  | N | Electric Utility | 1 | NG | DFO |  |  |  | 10M | Y | N | Y
P197 | Eklutna Generation Station | AEA-107 | 11824 | Matanuska Electric Association | 58989 |  |  | 18 | 215-1985 | Railbelt_grid | Railbelt | EGS03 | Natural Gas Internal Combustion Engine | IC | 2021 | EIA860 | S | 17.1 |  | 0.8 | 16.5 | 16.5 | 6.6 | N |  |  | OP | X | 4 | 2015 |  |  | N | Electric Utility | 1 | NG | DFO |  |  |  | 10M | Y | N | Y
P197 | Eklutna Generation Station | AEA-107 | 11824 | Matanuska Electric Association | 58989 |  |  | 18 | 215-1985 | Railbelt_grid | Railbelt | EGS04 | Natural Gas Internal Combustion Engine | IC | 2021 | EIA860 | S | 17.1 |  | 0.8 | 16.5 | 16.5 | 6.6 | N |  |  | OP | X | 4 | 2015 |  |  | N | Electric Utility | 1 | NG | DFO |  |  |  | 10M | Y | N | Y
P197 | Eklutna Generation Station | AEA-107 | 11824 | Matanuska Electric Association | 58989 |  |  | 18 | 215-1985 | Railbelt_grid | Railbelt | EGS05 | Natural Gas Internal Combustion Engine | IC | 2021 | EIA860 | S | 17.1 |  | 0.8 | 16.5 | 16.5 | 6.6 | N |  |  | OP | X | 4 | 2015 |  |  | N | Electric Utility | 1 | NG | DFO |  |  |  | 10M | Y | N | Y
P197 | Eklutna Generation Station | AEA-107 | 11824 | Matanuska Electric Association | 58989 |  |  | 18 | 215-1985 | Railbelt_grid | Railbelt | EGS06 | Natural Gas Internal Combustion Engine | IC | 2021 | EIA860 | S | 17.1 |  | 0.8 | 16.5 | 16.5 | 6.6 | N |  |  | OP | X | 4 | 2015 |  |  | N | Electric Utility | 1 | NG | DFO |  |  |  | 10M | Y | N | Y
P197 | Eklutna Generation Station | AEA-107 | 11824 | Matanuska Electric Association | 58989 |  |  | 18 | 215-1985 | Railbelt_grid | Railbelt | EGS07 | Natural Gas Internal Combustion Engine | IC | 2021 | EIA860 | S | 17.1 |  | 0.8 | 16.5 | 16.5 | 6.6 | N |  |  | OP | X | 2 | 2015 |  |  | N | Electric Utility | 1 | NG | DFO |  |  |  | 10M | Y | N | Y
P197 | Eklutna Generation Station | AEA-107 | 11824 | Matanuska Electric Association | 58989 |  |  | 18 | 215-1985 | Railbelt_grid | Railbelt | EGS08 | Natural Gas Internal Combustion Engine | IC | 2021 | EIA860 | S | 17.1 |  | 0.8 | 16.5 | 16.5 | 6.6 | N |  |  | OP | X | 2 | 2015 |  |  | N | Electric Utility | 1 | NG | DFO |  |  |  | 10M | Y | N | Y
P197 | Eklutna Generation Station | AEA-107 | 11824 | Matanuska Electric Association | 58989 |  |  | 18 | 215-1985 | Railbelt_grid | Railbelt | EGS09 | Natural Gas Internal Combustion Engine | IC | 2021 | EIA860 | S | 17.1 |  | 0.8 | 16.5 | 16.5 | 6.6 | N |  |  | OP | X | 2 | 2015 |  |  | N | Electric Utility | 1 | NG | DFO |  |  |  | 10M | Y | N | Y
P197 | Eklutna Generation Station | AEA-107 | 11824 | Matanuska Electric Association | 58989 |  |  | 18 | 215-1985 | Railbelt_grid | Railbelt | EGS10 | Natural Gas Internal Combustion Engine | IC | 2021 | EIA860 | S | 17.1 |  | 0.8 | 16.5 | 16.5 | 6.6 | N |  |  | OP | X | 2 | 2015 |  |  | N | Electric Utility | 1 | NG | DFO |  |  |  | 10M | Y | N | Y
P198 | McGrath | AEA-057 | 12119 | Mcgrath Light & Power | 6555 |  | 332220 | 44 | 143-0000 | McGrath_grid | Yukon-Koyukuk/Upper Tanana | 11 | Petroleum Liquids | IC | 2021 | EIA860 | S | 0.4 |  | 0.8 | 0.4 | 0.4 | 0.1 | N |  |  | OP | X | 4 | 2021 |  |  | N | Electric Utility | 1 | DFO |  |  |  | 0 | 10M | N
P198 | McGrath | AEA-057 | 12119 | Mcgrath Light & Power | 6555 |  | 332220 | 44 | 143-0000 | McGrath_grid | Yukon-Koyukuk/Upper Tanana | 12 | Petroleum Liquids | IC | 2021 | EIA860 | S | 0.4 |  | 0.8 | 0.4 | 0.4 | 0.1 | N |  |  | OP | X | 4 | 2021 |  |  | N | Electric Utility | 1 | DFO |  |  |  |  | 10M | N
P198 | McGrath | AEA-057 | 12119 | Mcgrath Light & Power | 6555 |  | 332220 | 44 | 143-0000 | McGrath_grid | Yukon-Koyukuk/Upper Tanana | 13 | Petroleum Liquids | IC | 2021 | EIA860 | S | 0.4 |  | 0.8 | 0.4 | 0.4 | 0.1 | N |  |  | OP | X | 4 | 2021 |  |  | N | Electric Utility | 1 | DFO |  |  |  | 0 | 10M | N
P198 | McGrath | AEA-057 | 12119 | Mcgrath Light & Power | 6555 |  | 332220 | 44 | 143-0000 | McGrath_grid | Yukon-Koyukuk/Upper Tanana | 14 | Petroleum Liquids | IC | 2021 | EIA860 | S | 0.4 |  | 0.8 | 0.4 | 0.4 | 0.1 | N |  |  | OP | X | 4 | 2021 |  |  | N | Electric Utility | 1 | DFO |  |  |  | 0 | 10M | N
P198 | McGrath | AEA-057 | 12119 | Mcgrath Light & Power | 6555 |  | 332220 | 44 | 143-0000 | McGrath_grid | Yukon-Koyukuk/Upper Tanana | 3 | Petroleum Liquids | IC | 2021 | EIA860 | S | 0.2 |  |  | 0.2 | 0.2 | 0 |  |  |  | RE | X | 8 | 1979 | 10 | 2010 | N | Electric Utility | 1 | DFO | [5 empty] | N
P198 | McGrath | AEA-057 | 12119 | Mcgrath Light & Power | 6555 |  | 332220 | 44 | 143-0000 | McGrath_grid | Yukon-Koyukuk/Upper Tanana | 3A | Petroleum Liquids | IC | 2021 | EIA860 | S | 0.5 |  | 0.8 | 0.5 | 0.5 | 0.1 | N |  |  | RE | X | 5 | 2011 | 4 | 2021 | N | Electric Utility | 1 | DFO |  |  |  |  | 10M | N | N | N
P198 | McGrath | AEA-057 | 12119 | Mcgrath Light & Power | 6555 |  | 332220 | 44 | 143-0000 | McGrath_grid | Yukon-Koyukuk/Upper Tanana | 4 | Petroleum Liquids | IC | 2021 | EIA860 | S | 0.2 |  |  | 0.1 | 0.2 | 0 |  |  |  | RE | X | 8 | 1979 | 10 | 2010 | N | Electric Utility | 1 | DFO | [5 empty] | N
P198 | McGrath | AEA-057 | 12119 | Mcgrath Light & Power | 6555 |  | 332220 | 44 | 143-0000 | McGrath_grid | Yukon-Koyukuk/Upper Tanana | 4A | Petroleum Liquids | IC | 2021 | EIA860 | S | 0.5 |  | 0.8 | 0.5 | 0.5 | 0.1 | N |  |  | RE | X | 2 | 2011 | 4 | 2021 | N | Electric Utility | 1 | DFO |  |  |  |  | 10M | N | N | N
P198 | McGrath | AEA-057 | 12119 | Mcgrath Light & Power | 6555 |  | 332220 | 44 | 143-0000 | McGrath_grid | Yukon-Koyukuk/Upper Tanana | 5 | Petroleum Liquids | IC | 2021 | EIA860 | S | 0.6 |  |  | 0.6 | 0.6 | 0 |  |  |  | RE | X | 8 | 1979 | 10 | 2010 | N | Electric Utility | 1 | DFO
P198 | McGrath | AEA-057 | 12119 | Mcgrath Light & Power | 6555 |  | 332220 | 44 | 143-0000 | McGrath_grid | Yukon-Koyukuk/Upper Tanana | 6 | Petroleum Liquids | IC | 2021 | EIA860 | S | 0.6 |  | 0.8 | 0.6 | 0.6 | 0.1 | N |  |  | RE | X | 12 | 1988 | 4 | 2021 | N | Electric Utility | 1 | DFO |  |  |  |  | 10M | N | N | N
P198 | McGrath | AEA-057 | 12119 | Mcgrath Light & Power | 6555 |  | 332220 | 44 | 143-0000 | McGrath_grid | Yukon-Koyukuk/Upper Tanana | 7 | Petroleum Liquids | IC | 2021 | EIA860 | S | 0.6 |  | 0.8 | 0.6 | 0.6 | 0.1 | N |  |  | RE | X | 4 | 1993 | 4 | 2021 | N | Electric Utility | 1 | DFO |  |  |  |  | 10M | N | N | N
P199 | Centennial | AEA-108 | 12385 | Metlakatla Power & Light | 7112 |  |  |  | 225_0000 | Metlakatla_grid | Southeast |  | Batteries | BA |  | AEA |  | 1 | [7 empty] | 2009 | OP |  |  | 1996 |  |  |  | Electric Utility | 1 | MWH |  |  |  | 0
P199 | Centennial | AEA-108 | 12385 | Metlakatla Power & Light | 7112 |  |  |  | 225_0000 | Metlakatla_grid | Southeast | IC6 | Petroleum Liquids | IC | 2021 | EIA860 | S | 3.3 |  | 0.8 | 3.3 | 3.3 | 0.2 | N |  |  | OP | X | 4 | 1987 |  |  | N | Electric Utility | 1 | DFO |  |  |  |  | 10M | N | N | N
P199 | Centennial | AEA-108 | 12385 | Metlakatla Power & Light | 7112 |  |  |  | 225_0000 | Metlakatla_grid | Southeast | IC7 | Petroleum Liquids | IC | 2021 | EIA860 | S | 1.8 |  | 0.8 | 1.8 | 1.8 | 0.2 | N |  |  | RE | X | 1 | 2017 | 9 | 2018 | N | Electric Utility | 1 | DFO |  |  |  |  | 10M | N | N | N
P2 | Akhiok | AEA-001 |  | Akhiok, City of |  |  | 331010 | 449 | 001-0000 | Akhiok_grid | Kodiak | 1 | Internal Combustion Engine | IC | 2021 | AEA PH Assessment |  | 0.125 | [8 empty] | OP |  | 10 | 2020 |  |  |  | Electric Utility |  | DFO | [9 empty] | John Deere | 4045AFM85
P2 | Akhiok | AEA-001 |  | Akhiok, City of |  |  | 331010 | 449 | 001-0000 | Akhiok_grid | Kodiak | 2 | Internal Combustion Engine | IC | 2021 | AEA PH Assessment |  | 0.125 | [8 empty] | OP |  | 10 | 2020 |  |  |  | Electric Utility |  | DFO | [9 empty] | John Deere | 4045AFM85
P2 | Akhiok | AEA-001 |  | Akhiok, City of |  |  | 331010 | 449 | 001-0000 | Akhiok_grid | Kodiak | 3 | Internal Combustion Engine | IC | 2021 | AEA PH Assessment |  | 0.09 | [8 empty] | OP |  | 10 | 2020 |  |  |  | Electric Utility |  | DFO | [9 empty] | John Deere | 4045TFM85
P20 | Craig | AEA-005 | 219 | Alaska Power & Telephone Company | 421 |  | 331090 | 2 | 023-2015 | Prince of Wales Is._grid | Southeast | 3A | Petroleum Liquids | IC | 2021 | EIA860 | S | 1.6 |  | 0.8 | 1.6 | 1.6 | 0.6 | N |  |  | RE | X | 8 | 1991 | 7 | 2015 | N | Electric Utility | 1 | DFO |  |  |  |  | 10M | N
P20 | Craig | AEA-005 | 219 | Alaska Power & Telephone Company | 421 |  | 331090 | 2 | 023-2015 | Prince of Wales Is._grid | Southeast | 1 | Internal Combustion Engine | IC | 2021 | AEA PH Assessment |  | 1.285 | [8 empty] | OP | [6 empty] | Electric Utility |  | DFO | [9 empty] | Caterpillar | 3516
P20 | Craig | AEA-005 | 219 | Alaska Power & Telephone Company | 421 |  | 331090 | 2 | 023-2015 | Prince of Wales Is._grid | Southeast | 1 | Internal Combustion Engine | IC | 2021 | AEA PH Assessment |  | 1.285 | [8 empty] | OP | [6 empty] | Electric Utility |  | DFO | [9 empty] | Caterpillar | 3516
P20 | Craig | AEA-005 | 219 | Alaska Power & Telephone Company | 421 |  | 331090 | 2 | 023-2015 | Prince of Wales Is._grid | Southeast | 2 | Internal Combustion Engine | IC | 2021 | AEA PH Assessment |  | 1.3 | [8 empty] | OP | [6 empty] | Electric Utility |  | DFO | [9 empty] | Caterpillar | 3516A
P20 | Craig | AEA-005 | 219 | Alaska Power & Telephone Company | 421 |  | 331090 | 2 | 023-2015 | Prince of Wales Is._grid | Southeast | 3 | Internal Combustion Engine | IC | 2021 | AEA PH Assessment |  | 1.18 | [8 empty] | OP | [6 empty] | Electric Utility |  | DFO | [9 empty] | Caterpillar | 3516A
P20 | Craig | AEA-005 | 219 | Alaska Power & Telephone Company | 421 |  | 331090 | 2 | 023-2015 | Prince of Wales Is._grid | Southeast | 4 | Internal Combustion Engine | IC | 2021 | AEA PH Assessment |  | 1.75 | [8 empty] | OP | [6 empty] | Electric Utility |  | DFO | [9 empty] | Caterpillar | 3516A
P200 | Chester Lake | AEA-108 | 12385 | Metlakatla Power & Light | 7168 |  |  |  | 225_0000 | Metlakatla_grid | Southeast | 1 | Conventional Hydroelectric | HY | 2021 | EIA860 | S | 1.3 |  | 0.9 | 1.2 | 1.2 | 0.2 | N |  |  | OP | X | 1 | 1988 |  |  | N | Electric Utility | 1 | WAT |  |  |  |  | 10M | N
P201 | Purple Lake | AEA-108 | 12385 | Metlakatla Power & Light | 6302 |  |  |  | 225_0000 | Metlakatla_grid | Southeast | 1 | Conventional Hydroelectric | HY | 2021 | EIA860 | S | 1.3 |  | 0.8 | 1.3 | 1.3 | 0.2 | N |  |  | OP | X | 1 | 1956 |  |  | N | Electric Utility | 1 | WAT |  |  |  |  | 10M | N
P201 | Purple Lake | AEA-108 | 12385 | Metlakatla Power & Light | 6302 |  |  |  | 225_0000 | Metlakatla_grid | Southeast | 2 | Conventional Hydroelectric | HY | 2021 | EIA860 | S | 1.3 |  | 0.8 | 1.3 | 1.3 | 0.2 | N |  |  | OP | X | 1 | 1956 |  |  | N | Electric Utility | 1 | WAT |  |  |  |  | 10M | N
P201 | Purple Lake | AEA-108 | 12385 | Metlakatla Power & Light | 6302 |  |  |  | 225_0000 | Metlakatla_grid | Southeast | 3 | Conventional Hydroelectric | HY | 2021 | EIA860 | S | 1.3 |  | 0.8 | 1.3 | 1.3 | 0.2 | N |  |  | OP | X | 12 | 1962 |  |  | N | Electric Utility | 1 | WAT |  |  |  |  | 10M | N
P202 | Chuathbaluk | AEA-058 |  | Middle Kuskokwim Electric |  |  | 332230 | 343 | 144-0000 | Chuathbaluk_grid | Lower Yukon-Kuskokwim | 1 | Internal Combustion Engine | IC | 2021 | AEA PH Assessment |  | 0.078 | [8 empty] | OP |  | 6 | 2006 |  |  |  | Electric Utility |  | DFO | [9 empty] | John Deere | 4045TFM75
P202 | Chuathbaluk | AEA-058 |  | Middle Kuskokwim Electric |  |  | 332230 | 343 | 144-0000 | Chuathbaluk_grid | Lower Yukon-Kuskokwim | 2 | Internal Combustion Engine | IC | 2021 | AEA PH Assessment |  | 0.064 | [8 empty] | OP |  | 6 | 2007 |  |  |  | Electric Utility |  | DFO | [9 empty] | John Deere | 4045TFM75
P202 | Chuathbaluk | AEA-058 |  | Middle Kuskokwim Electric |  |  | 332230 | 343 | 144-0000 | Chuathbaluk_grid | Lower Yukon-Kuskokwim | 3 | Internal Combustion Engine | IC | 2021 | AEA PH Assessment |  | 0.037 | [8 empty] | OS |  | 6 | 2007 |  |  |  | Electric Utility |  | DFO | [9 empty] | John Deere | PE3029TF150BASE
P203 | Crooked Creek | AEA-058 |  | Middle Kuskokwim Electric |  |  | 332240 | 343 | 145-0000 | Crooked Creek_grid | Lower Yukon-Kuskokwim | 1 | Internal Combustion Engine | IC | 2021 | AEA PH Assessment |  | 0.095 | [8 empty] | OP |  | 9 | 2005 |  |  |  | Electric Utility |  | DFO | [9 empty] | John Deere | PE6068TF250BASE
P203 | Crooked Creek | AEA-058 |  | Middle Kuskokwim Electric |  |  | 332240 | 343 | 145-0000 | Crooked Creek_grid | Lower Yukon-Kuskokwim | 2 | Internal Combustion Engine | IC | 2021 | AEA PH Assessment |  | 0.099 | [8 empty] | OP |  | 9 | 2005 |  |  |  | Electric Utility |  | DFO | [9 empty] | John Deere | 4045AFM85
P203 | Crooked Creek | AEA-058 |  | Middle Kuskokwim Electric |  |  | 332240 | 343 | 145-0000 | Crooked Creek_grid | Lower Yukon-Kuskokwim | 3 | Internal Combustion Engine | IC | 2021 | AEA PH Assessment |  | 0.08 | [8 empty] | OP |  | 9 | 2005 |  |  |  | Electric Utility |  | DFO | [9 empty] | John Deere | PE4045TF150BASE
P205 | Sleetmute | AEA-058 |  | Middle Kuskokwim Electric |  |  | 332260 | 343 | 147-0000 | Sleetmute_grid | Lower Yukon-Kuskokwim | 1 | Internal Combustion Engine | IC | 2021 | AEA PH Assessment |  | 0.11 | [8 empty] | OP | [6 empty] | Electric Utility |  | DFO | [9 empty] | John Deere | PE6068TF250BASE
P205 | Sleetmute | AEA-058 |  | Middle Kuskokwim Electric |  |  | 332260 | 343 | 147-0000 | Sleetmute_grid | Lower Yukon-Kuskokwim | 2 | Internal Combustion Engine | IC | 2021 | AEA PH Assessment |  | 0.085 | [8 empty] | OP | [6 empty] | Electric Utility |  | DFO | [9 empty] | John Deere | 4045AFM85
P205 | Sleetmute | AEA-058 |  | Middle Kuskokwim Electric |  |  | 332260 | 343 | 147-0000 | Sleetmute_grid | Lower Yukon-Kuskokwim | 3 | Internal Combustion Engine | IC | 2021 | AEA PH Assessment |  | 0.064 | [8 empty] | OP | [6 empty] | Electric Utility |  | DFO | [9 empty] | John Deere | PE4045TF150BASE
P205 | Sleetmute | AEA-058 |  | Middle Kuskokwim Electric |  |  | 332260 | 343 | 147-0000 | Sleetmute_grid | Lower Yukon-Kuskokwim | 4 | Internal Combustion Engine | IC | 2021 | AEA PH Assessment |  | 0.064 | [8 empty] | OS | [6 empty] | Electric Utility |  | DFO | [9 empty] | John Deere | PE4045TF150BASE
P206 | Stony River | AEA-058 |  | Middle Kuskokwim Electric |  |  | 332270 | 343 | 148-0000 | Stony River_grid | Lower Yukon-Kuskokwim | 1 | Internal Combustion Engine | IC | 2021 | AEA PH Assessment |  | 0.064 | [8 empty] | OP | [6 empty] | Electric Utility |  | DFO | [9 empty] | John Deere | 4045TF150
P206 | Stony River | AEA-058 |  | Middle Kuskokwim Electric |  |  | 332270 | 343 | 148-0000 | Stony River_grid | Lower Yukon-Kuskokwim | 2 | Internal Combustion Engine | IC | 2021 | AEA PH Assessment |  | 0.037 | [8 empty] | OP | [6 empty] | Electric Utility |  | DFO | [9 empty] | John Deere | 4045TFM75
P206 | Stony River | AEA-058 |  | Middle Kuskokwim Electric |  |  | 332270 | 343 | 148-0000 | Stony River_grid | Lower Yukon-Kuskokwim | 3 | Internal Combustion Engine | IC | 2021 | AEA PH Assessment |  | 0.037 | [8 empty] | OP | [6 empty] | Electric Utility |  | DFO | [9 empty] | John Deere | PE3029tf150base2.9
P207 | Naknek | AEA-059 | 13201 | Naknek Electric Association | 6301 |  | 332280 | 22 | 150-0000 | Naknek_grid | Bristol Bay | 4A | Petroleum Liquids | IC | 2021 | EIA860 | S | 1.3 |  | 0.97 | 1.3 | 1.3 | 1 | N |  |  | OP | X | 7 | 1999 |  |  | Y | Electric Utility | 1 | DFO |  |  |  |  | 10M | N
P207 | Naknek | AEA-059 | 13201 | Naknek Electric Association | 6301 |  | 332280 | 22 | 150-0000 | Naknek_grid | Bristol Bay | 5A | Petroleum Liquids | IC | 2021 | EIA860 | S | 1 |  | 0.97 | 1 | 1 | 1 | N |  |  | OP | X | 5 | 2005 |  |  | N | Electric Utility | 1 | DFO |  |  |  |  | 10M | N
P207 | Naknek | AEA-059 | 13201 | Naknek Electric Association | 6301 |  | 332280 | 22 | 150-0000 | Naknek_grid | Bristol Bay | 6A | Petroleum Liquids | IC | 2021 | EIA860 | S | 1 |  | 0.97 | 1 | 1 | 1 | N |  |  | OP | X | 4 | 2006 |  |  | N | Electric Utility | 1 | DFO |  |  |  |  | 10M | N
P207 | Naknek | AEA-059 | 13201 | Naknek Electric Association | 6301 |  | 332280 | 22 | 150-0000 | Naknek_grid | Bristol Bay | 7A | Petroleum Liquids | IC | 2021 | EIA860 | S | 1 |  | 0.97 | 1 | 1 | 1 | N |  |  | OP | X | 4 | 2006 |  |  | N | Electric Utility | 1 | DFO |  |  |  |  | 10M | N
P207 | Naknek | AEA-059 | 13201 | Naknek Electric Association | 6301 |  | 332280 | 22 | 150-0000 | Naknek_grid | Bristol Bay | 8 | Petroleum Liquids | IC | 2021 | EIA860 | S | 1 |  | 0.97 | 1 | 1 | 1 | N |  |  | OP | X | 12 | 1977 |  |  | N | Electric Utility | 1 | DFO |  |  |  |  | 10M | N
P207 | Naknek | AEA-059 | 13201 | Naknek Electric Association | 6301 |  | 332280 | 22 | 150-0000 | Naknek_grid | Bristol Bay | NA1 | Petroleum Liquids | IC | 2021 | EIA860 | S | 1.1 |  | 0.97 | 1.1 | 1.1 | 1 | N |  |  | OP | X | 5 | 1988 |  |  | Y | Electric Utility | 1 | DFO |  |  |  |  | 10M | N
P207 | Naknek | AEA-059 | 13201 | Naknek Electric Association | 6301 |  | 332280 | 22 | 150-0000 | Naknek_grid | Bristol Bay | NA2 | Petroleum Liquids | IC | 2021 | EIA860 | S | 1.1 |  | 0.97 | 1.1 | 1.1 | 1 | N |  |  | OP | X | 5 | 1988 |  |  | Y | Electric Utility | 1 | DFO |  |  |  |  | 10M | N
P207 | Naknek | AEA-059 | 13201 | Naknek Electric Association | 6301 |  | 332280 | 22 | 150-0000 | Naknek_grid | Bristol Bay | NA3 | Petroleum Liquids | IC | 2021 | EIA860 | S | 0.8 |  | 0.97 | 0.8 | 0.8 | 0.8 | N |  |  | OP | X | 5 | 1991 |  |  | Y | Electric Utility | 1 | DFO |  |  |  |  | 10M | N
P207 | Naknek | AEA-059 | 13201 | Naknek Electric Association | 6301 |  | 332280 | 22 | 150-0000 | Naknek_grid | Bristol Bay | NA4 | Petroleum Liquids | IC | 2021 | EIA860 | S | 0.8 |  | 0.97 | 0.8 | 0.8 | 0.8 | N |  |  | OP | X | 6 | 1992 |  |  | Y | Electric Utility | 1 | DFO |  |  |  |  | 10M | N
P207 | Naknek | AEA-059 | 13201 | Naknek Electric Association | 6301 |  | 332280 | 22 | 150-0000 | Naknek_grid | Bristol Bay | NA5 | Petroleum Liquids | IC | 2021 | EIA860 | S | 0.8 |  | 0.97 | 0.8 | 0.8 | 0.8 | N |  |  | OP | X | 9 | 1993 |  |  | Y | Electric Utility | 1 | DFO |  |  |  |  | 10M | N
P207 | Naknek | AEA-059 | 13201 | Naknek Electric Association | 6301 |  | 332280 | 22 | 150-0000 | Naknek_grid | Bristol Bay | NA6 | Petroleum Liquids | IC | 2021 | EIA860 | S | 3.3 |  | 0.8 | 3 | 0.1 | 1.7 | N |  |  | OP | X | 4 | 2019 |  |  | N | Electric Utility | 1 | DFO |  |  |  |  | 10M | N
P207 | Naknek | AEA-059 | 13201 | Naknek Electric Association | 6301 |  | 332280 | 22 | 150-0000 | Naknek_grid | Bristol Bay | NA7 | Petroleum Liquids | IC | 2021 | EIA860 | S | 3.3 |  | 0.8 | 3 | 0.1 | 1.7 | N |  |  | OP | X | 4 | 2019 |  |  | N | Electric Utility | 1 | DFO |  |  |  |  | 10M | N
P207 | Naknek | AEA-059 | 13201 | Naknek Electric Association | 6301 |  | 332280 | 22 | 150-0000 | Naknek_grid | Bristol Bay | 5 | Petroleum Liquids | IC | 2021 | EIA860 | S | 0.4 |  | 0.97 | 0.4 | 0.4 |  | N |  |  | RE | X | 12 | 1977 | 8 | 2004 | Y | Electric Utility | 1 | DFO |  |  |  |  | 10M | N | N | N
P207 | Naknek | AEA-059 | 13201 | Naknek Electric Association | 6301 |  | 332280 | 22 | 150-0000 | Naknek_grid | Bristol Bay | 6 | Petroleum Liquids | IC | 2021 | EIA860 | S | 0.4 |  | 0.97 | 0.4 | 0.4 |  | N |  |  | RE | X | 12 | 1977 | 8 | 2004 | Y | Electric Utility | 1 | DFO |  |  |  |  | 10M | N | N | N
P207 | Naknek | AEA-059 | 13201 | Naknek Electric Association | 6301 |  | 332280 | 22 | 150-0000 | Naknek_grid | Bristol Bay | 7 | Petroleum Liquids | IC | 2021 | EIA860 | S | 0.4 |  | 0.97 | 0.4 | 0.4 |  | N |  |  | RE | X | 12 | 1977 | 8 | 2004 | Y | Electric Utility | 1 | DFO |  |  |  |  | 10M | N | N | N
P208 | Napakiak | AEA-060 |  | Napakiak Ircinraq |  |  | 332290 | 319 | 034-1988 | Bethel_grid | Lower Yukon-Kuskokwim | 1 | Internal Combustion Engine | IC | 2021 | AEA PH Assessment |  | 0.25 | [8 empty] | OP |  | 9 | 2009 |  |  |  | Electric Utility |  | DFO | [9 empty] | John Deere | 6090HF485
P209 | Napaskiak | AEA-061 |  | Napaskiak Electric Utility |  |  | 332300 | 625 | 153-0000 | Napaskiak_grid | Lower Yukon-Kuskokwim | 1 | Internal Combustion Engine | IC | 2021 | AEA PH Assessment |  | 0.2 | [8 empty] | OS | [6 empty] | Electric Utility |  | DFO | [9 empty] | John Deere | 6090HF484
P209 | Napaskiak | AEA-061 |  | Napaskiak Electric Utility |  |  | 332300 | 625 | 153-0000 | Napaskiak_grid | Lower Yukon-Kuskokwim | 2 | Internal Combustion Engine | IC | 2021 | AEA PH Assessment |  | 0.117 | [8 empty] | OP | [6 empty] | Electric Utility |  | DFO | [9 empty] | John Deere | 6068AFM85
P209 | Napaskiak | AEA-061 |  | Napaskiak Electric Utility |  |  | 332300 | 625 | 153-0000 | Napaskiak_grid | Lower Yukon-Kuskokwim | 3 | Internal Combustion Engine | IC | 2021 | AEA PH Assessment |  | 0.25 | [8 empty] | OS | [6 empty] | Electric Utility |  | DFO | [9 empty] | John Deere | 6090AFM75
P21 | False Island | AEA-005 | 219 | Alaska Power & Telephone Company | 56146 |  |  | 2 | 023-2015 | Prince of Wales Is._grid | Southeast | 1 | Petroleum Liquids | IC | 2021 | EIA860 | S | 1.3 |  | 0.8 | 1.3 | 1.3 | 0.5 | N |  |  | OP | X | 11 | 2003 |  |  | N | Electric Utility | 1 | DFO |  |  |  |  | 10M | N
P21 | False Island | AEA-005 | 219 | Alaska Power & Telephone Company | 56146 |  |  | 2 | 023-2015 | Prince of Wales Is._grid | Southeast | 3 | Petroleum Liquids | IC | 2021 | EIA860 | S | 0.3 |  |  | 0.3 | 0.3 |  | N |  |  | RE | X | 9 | 1983 | 9 | 2007 | N | Electric Utility | 1 | DFO |  |  |  |  | 10M
P210 | Chefornak | AEA-062 |  | Naterkaq Light Plant (City of Chefornak) |  |  | 332310 | 365 | 154-0000 | Chefornak_grid | Lower Yukon-Kuskokwim | 1 | Internal Combustion Engine | IC | 2021 | AEA PH Assessment |  | 0.371 | [8 empty] | OP | [6 empty] | Electric Utility |  | DFO | [9 empty] | John Deere | 6125HF070
P210 | Chefornak | AEA-062 |  | Naterkaq Light Plant (City of Chefornak) |  |  | 332310 | 365 | 154-0000 | Chefornak_grid | Lower Yukon-Kuskokwim | 2 | Internal Combustion Engine | IC | 2021 | AEA PH Assessment |  | 0.371 | [8 empty] | OP | [6 empty] | Electric Utility |  | DFO | [9 empty] | John Deere | 6125HF070
P210 | Chefornak | AEA-062 |  | Naterkaq Light Plant (City of Chefornak) |  |  | 332310 | 365 | 154-0000 | Chefornak_grid | Lower Yukon-Kuskokwim | 3 | Internal Combustion Engine | IC | 2021 | AEA PH Assessment |  | 0.179 | [8 empty] | OP | [6 empty] | Electric Utility |  | DFO | [9 empty] | John Deere | 6081AFM75
P210 | Chefornak | AEA-062 |  | Naterkaq Light Plant (City of Chefornak) |  |  | 332310 | 365 | 154-0000 | Chefornak_grid | Lower Yukon-Kuskokwim |  | Onshore Wind Turbine | WT |  | AEA |  | 0.285 | [8 empty] | OP |  |  | 2021 |  |  |  | Electric Utility | 1 | WND |  |  |  | 3 |  |  |  |  | 3-95kW. Operational? 300-kW per DOE OIE app
P211 | Perryville | AEA-073 |  | Native Village of Perryville |  |  | 332470 | 659 | 155-0000 | Perryville_grid | Bristol Bay | 1 | Internal Combustion Engine | IC | 2021 | AEA PH Assessment |  | 0.276 | [8 empty] | OP |  | 3 | 2016 |  |  |  | Electric Utility |  | DFO | [9 empty] | John Deere | 6090AFM75
P211 | Perryville | AEA-073 |  | Native Village of Perryville |  |  | 332470 | 659 | 155-0000 | Perryville_grid | Bristol Bay | 2 | Internal Combustion Engine | IC | 2021 | AEA PH Assessment |  | 0.099 | [8 empty] | OP |  | 3 | 2016 |  |  |  | Electric Utility |  | DFO | [9 empty] | John Deere | 4045AFM85
P211 | Perryville | AEA-073 |  | Native Village of Perryville |  |  | 332470 | 659 | 155-0000 | Perryville_grid | Bristol Bay | 3 | Internal Combustion Engine | IC | 2021 | AEA PH Assessment |  | 0.099 | [8 empty] | OP |  | 3 | 2016 |  |  |  | Electric Utility |  | DFO | [9 empty] | John Deere | 4045AFM85
P211 | Perryville | AEA-073 |  | Native Village of Perryville |  |  | 332470 | 659 | 155-0000 | Perryville_grid | Bristol Bay |  | Onshore Wind Turbine | WT |  | AEA |  | 0.024 | [8 empty] | OP |  | 7 | 2009 |  |  |  | Electric Utility | 1 | WND |  |  |  | 10
P212 | Nelson Lagoon | AEA-063 |  | Nelson Lagoon Electrical Coop |  |  | 332320 | 340 | 156-0000 | Nelson Lagoon_grid | Aleutians | 3 | Internal Combustion Engine | IC | 2021 | AEA PH Assessment |  | 0.05 | [8 empty] | OP | [6 empty] | Electric Utility |  | DFO | [9 empty] | Perkins | AB50498
P212 | Nelson Lagoon | AEA-063 |  | Nelson Lagoon Electrical Coop |  |  | 332320 | 340 | 156-0000 | Nelson Lagoon_grid | Aleutians | 3 | Internal Combustion Engine | IC | 2021 | AEA PH Assessment |  | 0.05 | [8 empty] | OP | [6 empty] | Electric Utility |  | DFO | [9 empty] | Perkins | AB50498
P212 | Nelson Lagoon | AEA-063 |  | Nelson Lagoon Electrical Coop |  |  | 332320 | 340 | 156-0000 | Nelson Lagoon_grid | Aleutians | 3 | Internal Combustion Engine | IC | 2021 | AEA PH Assessment |  | 0.05 | [8 empty] | OP | [6 empty] | Electric Utility |  | DFO | [9 empty] | Perkins | AB50498
P213 | Koliganek | AEA-064 |  | New Koliganek Village Council |  |  | 332110 | 661 | 157-0000 | Koliganek_grid | Bristol Bay | 1 | Internal Combustion Engine | IC | 2021 | AEA PH Assessment |  | 0.15 | [8 empty] | OP |  | 2 | 2018 |  |  |  | Electric Utility |  | DFO | [9 empty] | John Deere | 4045AFM85
P213 | Koliganek | AEA-064 |  | New Koliganek Village Council |  |  | 332110 | 661 | 157-0000 | Koliganek_grid | Bristol Bay | 2 | Internal Combustion Engine | IC | 2021 | AEA PH Assessment |  | 0.276 | [8 empty] | OP |  | 2 | 2018 |  |  |  | Electric Utility |  | DFO | [9 empty] | John Deere | 6090AFM75
P213 | Koliganek | AEA-064 |  | New Koliganek Village Council |  |  | 332110 | 661 | 157-0000 | Koliganek_grid | Bristol Bay | 3 | Internal Combustion Engine | IC | 2021 | AEA PH Assessment |  | 0.276 | [8 empty] | OP |  | 2 | 2018 |  |  |  | Electric Utility |  | DFO | [9 empty] | John Deere | 6090AFM75
P214 | Nikolai | AEA-065 |  | Nikolai, City of |  |  | 332330 | 416 | 158-0000 | Nikolai_grid | Yukon-Koyukuk/Upper Tanana | 1 | Internal Combustion Engine | IC | 2021 | AEA PH Assessment |  | 0.1 | [8 empty] | OP | [6 empty] | Electric Utility |  | DFO | [9 empty] | John Deere | 4045HF285
P214 | Nikolai | AEA-065 |  | Nikolai, City of |  |  | 332330 | 416 | 158-0000 | Nikolai_grid | Yukon-Koyukuk/Upper Tanana | 2 | Internal Combustion Engine | IC | 2021 | AEA PH Assessment |  | 0.1 | [8 empty] | OP | [6 empty] | Electric Utility |  | DFO | [9 empty] | John Deere | 4045HF285
P214 | Nikolai | AEA-065 |  | Nikolai, City of |  |  | 332330 | 416 | 158-0000 | Nikolai_grid | Yukon-Koyukuk/Upper Tanana | 3 | Internal Combustion Engine | IC | 2021 | AEA PH Assessment |  | 0 | [8 empty] | OS | [6 empty] | Electric Utility |  | DFO | [9 empty] | John Deere | 4045HF285
P215 | Snake River | AEA-066 | 13642 | Nome Joint Utility Systems | 90 |  | 332340 | 150 | 159-0000 | Nome_grid | Bering Straits | 12 | Petroleum Liquids | IC | 2021 | EIA860 | S | 3.8 |  | 0.8 | 3.7 | 3.7 | 2.8 | N |  |  | OP | X | 4 | 1991 |  |  | N | Electric Utility | 1 | DFO |  |  |  |  | 12H | N
P215 | Snake River | AEA-066 | 13642 | Nome Joint Utility Systems | 90 |  | 332340 | 150 | 159-0000 | Nome_grid | Bering Straits | 14 | Petroleum Liquids | IC | 2021 | EIA860 | S | 2 |  | 0.8 | 1.9 | 1.9 | 1.4 | N |  |  | OP | X | 12 | 1999 |  |  | N | Electric Utility | 1 | DFO |  |  |  |  | 12H | N
P215 | Snake River | AEA-066 | 13642 | Nome Joint Utility Systems | 90 |  | 332340 | 150 | 159-0000 | Nome_grid | Bering Straits | 15 | Petroleum Liquids | IC | 2021 | EIA860 | S | 5.2 |  | 0.8 | 5.2 | 5.2 | 3.4 | N |  |  | OP | X | 11 | 2007 |  |  | N | Electric Utility | 1 | DFO |  |  |  |  | OVER | N
P215 | Snake River | AEA-066 | 13642 | Nome Joint Utility Systems | 90 |  | 332340 | 150 | 159-0000 | Nome_grid | Bering Straits | 16 | Petroleum Liquids | IC | 2021 | EIA860 | S | 5.2 |  | 0.8 | 5.2 | 5.2 | 3.4 | N |  |  | OP | X | 11 | 2007 |  |  | N | Electric Utility | 1 | DFO |  |  |  |  | OVER | N
P215 | Snake River | AEA-066 | 13642 | Nome Joint Utility Systems | 90 |  | 332340 | 150 | 159-0000 | Nome_grid | Bering Straits | 18 | Petroleum Liquids | IC | 2021 | EIA860 | S | 0.4 |  | 0.8 | 0.4 | 0.4 | 0.1 | N |  |  | OP | X | 1 | 2013 |  |  | N | Electric Utility | 1 | DFO |  |  |  |  | 12H | N
P215 | Snake River | AEA-066 | 13642 | Nome Joint Utility Systems | 90 |  | 332340 | 150 | 159-0000 | Nome_grid | Bering Straits | 11 | Petroleum Liquids | IC | 2021 | EIA860 | S | 1.5 |  |  | 1.5 | 1.5 |  |  |  |  | RE | X | 3 | 1988 | 3 | 2011 | N | Electric Utility | 1 | DFO | [5 empty] | N
P215 | Snake River | AEA-066 | 13642 | Nome Joint Utility Systems | 90 |  | 332340 | 150 | 159-0000 | Nome_grid | Bering Straits | 5 | Petroleum Liquids | IC | 2021 | EIA860 | S | 1.2 |  |  | 1.2 | 1.2 |  |  |  |  | RE | X | 1 | 1974 | 1 | 2001 | N | Electric Utility | 1 | DFO
P215 | Snake River | AEA-066 | 13642 | Nome Joint Utility Systems | 90 |  | 332340 | 150 | 159-0000 | Nome_grid | Bering Straits | 6 | Petroleum Liquids | IC | 2021 | EIA860 | S | 1 |  |  | 1 | 1 |  |  |  |  | RE | X | 1 | 1972 | 1 | 2008 | N | Electric Utility | 1 | DFO | [5 empty] | N
P215 | Snake River | AEA-066 | 13642 | Nome Joint Utility Systems | 90 |  | 332340 | 150 | 159-0000 | Nome_grid | Bering Straits | 9 | Petroleum Liquids | IC | 2021 | EIA860 | S | 2.8 |  |  | 2.9 | 2.9 |  |  |  |  | RE | X | 12 | 1985 | 3 | 2011 | N | Electric Utility | 1 | DFO | [5 empty] | N
P215 | Snake River | AEA-066 | 13642 | Nome Joint Utility Systems | 90 |  | 332340 | 150 | 159-0000 | Nome_grid | Bering Straits | EWT 1 | Onshore Wind Turbine | WT | 2021 | EIA860 | S | 0.9 |  |  | 0.9 | 0.9 | 0.1 | N |  |  | OP | X | 7 | 2013 |  |  | N | Electric Utility | 1 | WND |  |  |  | 1 |  | N
P215 | Snake River | AEA-066 | 13642 | Nome Joint Utility Systems | 90 |  | 332340 | 150 | 159-0000 | Nome_grid | Bering Straits | EWT 2 | Onshore Wind Turbine | WT | 2021 | EIA860 | S | 0.9 |  |  | 0.9 | 0.9 | 0.1 | N |  |  | OP | X | 7 | 2013 |  |  | N | Electric Utility | 1 | WND |  |  |  | 1 |  | N
P215 | Snake River | AEA-066 | 13642 | Nome Joint Utility Systems | 90 |  | 332340 | 150 | 159-0000 | Nome_grid | Bering Straits | ENT | Onshore Wind Turbine | WT | 2021 | EIA860 | S | 0.8 |  |  | 0.8 | 0.8 | 0.1 | N |  |  | RE | X | 1 | 2015 | 6 | 2021 | N | Electric Utility | 1 | WND |  |  |  | 15 |  | N
P216 | Anaktuvuk Pass | AEA-067 | 26616 | North Slope Borough Power & Light | 7487 |  | 332350 | 254 | 160-0000 | Anaktuvuk Pass_grid | North Slope | 1 | Petroleum Liquids | IC | 2021 | EIA860 | S | 0.3 |  | 0.8 | 0.3 | 0.3 | 0.1 | N |  |  | OP | X | 9 | 1994 |  |  | N | Electric Utility | 1 | DFO |  |  |  |  | 1H | N | N
P216 | Anaktuvuk Pass | AEA-067 | 26616 | North Slope Borough Power & Light | 7487 |  | 332350 | 254 | 160-0000 | Anaktuvuk Pass_grid | North Slope | 2 | Petroleum Liquids | IC | 2021 | EIA860 | S | 0.3 |  | 0.8 | 0.3 | 0.3 | 0.1 | N |  |  | OP | X | 9 | 1994 |  |  | N | Electric Utility | 1 | DFO |  |  |  |  | 1H | N | N
P216 | Anaktuvuk Pass | AEA-067 | 26616 | North Slope Borough Power & Light | 7487 |  | 332350 | 254 | 160-0000 | Anaktuvuk Pass_grid | North Slope | 3 | Petroleum Liquids | IC | 2021 | EIA860 | S | 0.3 |  | 0.8 | 0.3 | 0.3 | 0.1 | N |  |  | OP | X | 9 | 1994 |  |  | N | Electric Utility | 1 | DFO |  |  |  |  | 1H | N | N
P216 | Anaktuvuk Pass | AEA-067 | 26616 | North Slope Borough Power & Light | 7487 |  | 332350 | 254 | 160-0000 | Anaktuvuk Pass_grid | North Slope | 6 | Petroleum Liquids | IC | 2021 | EIA860 | S | 0.9 |  | 0.8 | 0.9 | 0.9 | 0.4 | N |  |  | OP | X | 12 | 2003 |  |  | N | Electric Utility | 1 | DFO |  |  |  |  | 1H | N | N
P216 | Anaktuvuk Pass | AEA-067 | 26616 | North Slope Borough Power & Light | 7487 |  | 332350 | 254 | 160-0000 | Anaktuvuk Pass_grid | North Slope | 7 | Petroleum Liquids | IC | 2021 | EIA860 | S | 0.9 |  | 0.8 | 0.9 | 0.9 | 0.4 | N |  |  | OP | X | 12 | 2003 |  |  | N | Electric Utility | 1 | DFO |  |  |  |  | 1H | N | N
P216 | Anaktuvuk Pass | AEA-067 | 26616 | North Slope Borough Power & Light | 7487 |  | 332350 | 254 | 160-0000 | Anaktuvuk Pass_grid | North Slope | 4 | Petroleum Liquids | IC | 2021 | EIA860 | S | 0.1 |  |  | 0.1 | 0.1 | 0.1 | N |  |  | RE | X | 9 | 1994 | 9 | 2010 | Y | Electric Utility | 1 | DFO |  |  |  |  | 1H | N
P216 | Anaktuvuk Pass | AEA-067 | 26616 | North Slope Borough Power & Light | 7487 |  | 332350 | 254 | 160-0000 | Anaktuvuk Pass_grid | North Slope | 5 | Petroleum Liquids | IC | 2021 | EIA860 | S | 0.1 |  |  | 0.1 | 0.1 | 0.1 | N |  |  | RE | X | 9 | 1994 | 9 | 2003 | N | Electric Utility | 1 | DFO |  |  |  |  | 1H | N
P217 | Atqasuk | AEA-067 | 26616 | North Slope Borough Power & Light | 7482 |  | 332360 | 254 | 161-0000 | Atqasuk_grid | North Slope | NA1 | Petroleum Liquids | IC | 2021 | EIA860 | S | 0.9 |  | 0.8 | 0.9 | 0.9 | 0.2 | N |  |  | OP | X | 2 | 2003 |  |  | N | Electric Utility | 1 | DFO |  |  |  |  | 1H | N | N | N
P217 | Atqasuk | AEA-067 | 26616 | North Slope Borough Power & Light | 7482 |  | 332360 | 254 | 161-0000 | Atqasuk_grid | North Slope | NA2 | Petroleum Liquids | IC | 2021 | EIA860 | S | 0.9 |  | 0.8 | 0.9 | 0.9 | 0.2 | N |  |  | OP | X | 2 | 2003 |  |  | N | Electric Utility | 1 | DFO |  |  |  |  | 1H | N | N | N
P217 | Atqasuk | AEA-067 | 26616 | North Slope Borough Power & Light | 7482 |  | 332360 | 254 | 161-0000 | Atqasuk_grid | North Slope | NA3 | Petroleum Liquids | IC | 2021 | EIA860 | S | 0.4 |  | 0.8 | 0.4 | 0.4 | 0.3 | N |  |  | OP | X | 2 | 2003 |  |  | N | Electric Utility | 1 | DFO |  |  |  |  | 1H | N | N | N
P217 | Atqasuk | AEA-067 | 26616 | North Slope Borough Power & Light | 7482 |  | 332360 | 254 | 161-0000 | Atqasuk_grid | North Slope | PG2 | Petroleum Liquids | IC | 2021 | EIA860 | S | 0.4 |  | 0.8 | 0.4 | 0.4 | 0.2 | N |  |  | OP | X | 8 | 1986 |  |  | N | Electric Utility | 1 | DFO |  |  |  |  | 1H | N | N | N
P217 | Atqasuk | AEA-067 | 26616 | North Slope Borough Power & Light | 7482 |  | 332360 | 254 | 161-0000 | Atqasuk_grid | North Slope | PG3 | Petroleum Liquids | IC | 2021 | EIA860 | S | 0.6 |  | 0.8 | 0.6 | 0.6 | 0.4 | N |  |  | OP | X | 8 | 1986 |  |  | N | Electric Utility | 1 | DFO |  |  |  |  | 1H | N | N | N
P217 | Atqasuk | AEA-067 | 26616 | North Slope Borough Power & Light | 7482 |  | 332360 | 254 | 161-0000 | Atqasuk_grid | North Slope | PG1 | Petroleum Liquids | IC | 2021 | EIA860 | S | 0.2 |  |  | 0.2 | 0.2 | 0.1 | N |  |  | RE | X | 88 | 1986 | 1 | 2003 | N | Electric Utility | 1 | DFO |  |  |  |  | 1H | N | N | N
P218 | Kaktovik | AEA-067 | 26616 | North Slope Borough Power & Light | 7483 |  | 332370 | 254 | 162-0000 | Kaktovik_grid | North Slope | PG1A | Petroleum Liquids | IC | 2021 | EIA860 | S | 0.9 |  | 0.8 | 0.9 | 0.9 | 0.4 | N |  |  | OP | X | 9 | 2000 |  |  | N | Electric Utility | 1 | DFO |  |  |  |  | 1H | N | N | N
P218 | Kaktovik | AEA-067 | 26616 | North Slope Borough Power & Light | 7483 |  | 332370 | 254 | 162-0000 | Kaktovik_grid | North Slope | PG2A | Petroleum Liquids | IC | 2021 | EIA860 | S | 0.9 |  | 0.8 | 0.9 | 0.9 | 0.4 | N |  |  | OP | X | 9 | 2000 |  |  | N | Electric Utility | 1 | DFO |  |  |  |  | 1H | N | N | N
P218 | Kaktovik | AEA-067 | 26616 | North Slope Borough Power & Light | 7483 |  | 332370 | 254 | 162-0000 | Kaktovik_grid | North Slope | PG3A | Petroleum Liquids | IC | 2021 | EIA860 | S | 0.4 |  | 0.8 | 0.4 | 0.4 | 0.2 | N |  |  | OP | X | 9 | 2000 |  |  | N | Electric Utility | 1 | DFO |  |  |  |  | 1H | N | N | N
P218 | Kaktovik | AEA-067 | 26616 | North Slope Borough Power & Light | 7483 |  | 332370 | 254 | 162-0000 | Kaktovik_grid | North Slope | PG4A | Petroleum Liquids | IC | 2021 | EIA860 | S | 0.4 |  | 0.8 | 0.4 | 0.4 | 0.2 | N |  |  | OP | X | 9 | 2000 |  |  | N | Electric Utility | 1 | DFO |  |  |  |  | 1H | N | N | N
P219 | Nuiqsut | AEA-067 | 26616 | North Slope Borough Power & Light | 7484 |  | 332380 | 254 | 163-0000 | Nuiqsut_grid | North Slope | PG1A | Petroleum Liquids | IC | 2021 | EIA860 | S | 0.9 |  | 0.8 | 0.9 | 0.9 | 0.4 | N |  |  | OP | X | 9 | 1999 |  |  | N | Electric Utility | 1 | DFO |  |  |  |  | 1H | N | N
P219 | Nuiqsut | AEA-067 | 26616 | North Slope Borough Power & Light | 7484 |  | 332380 | 254 | 163-0000 | Nuiqsut_grid | North Slope | PG2A | Petroleum Liquids | IC | 2021 | EIA860 | S | 0.9 |  | 0.8 | 0.9 | 0.9 | 0.4 | N |  |  | OP | X | 9 | 1999 |  |  | N | Electric Utility | 1 | DFO |  |  |  |  | 1H | N | N
P219 | Nuiqsut | AEA-067 | 26616 | North Slope Borough Power & Light | 7484 |  | 332380 | 254 | 163-0000 | Nuiqsut_grid | North Slope | PG3A | Petroleum Liquids | IC | 2021 | EIA860 | S | 0.4 |  | 0.8 | 0.4 | 0.4 | 0.2 | N |  |  | OP | X | 9 | 1999 |  |  | N | Electric Utility | 1 | DFO |  |  |  |  | 1H | N | N
P219 | Nuiqsut | AEA-067 | 26616 | North Slope Borough Power & Light | 7484 |  | 332380 | 254 | 163-0000 | Nuiqsut_grid | North Slope | PG3B | Natural Gas Internal Combustion Engine | IC | 2021 | EIA860 | S | 0.6 |  | 0.8 | 0.6 | 0.6 | 0.3 | N |  |  | OP | X | 4 | 2013 |  |  | N | Electric Utility | 1 | NG |  |  |  |  | 1H | N | N
P219 | Nuiqsut | AEA-067 | 26616 | North Slope Borough Power & Light | 7484 |  | 332380 | 254 | 163-0000 | Nuiqsut_grid | North Slope | PG5A | Natural Gas Internal Combustion Engine | IC | 2021 | EIA860 | S | 0.8 |  | 0.8 | 0.8 | 0.8 | 0.3 | N |  |  | OP | X | 10 | 2008 |  |  | N | Electric Utility | 1 | NG |  |  |  |  | 1H | N | N | N
P219 | Nuiqsut | AEA-067 | 26616 | North Slope Borough Power & Light | 7484 |  | 332380 | 254 | 163-0000 | Nuiqsut_grid | North Slope | PG6A | Natural Gas Internal Combustion Engine | IC | 2021 | EIA860 | S | 0.8 |  | 0.8 | 0.8 | 0.8 | 0.3 | N |  |  | OP | X | 10 | 2008 |  |  | N | Electric Utility | 1 | NG |  |  |  |  | 1H | N | N | N
P219 | Nuiqsut | AEA-067 | 26616 | North Slope Borough Power & Light | 7484 |  | 332380 | 254 | 163-0000 | Nuiqsut_grid | North Slope | PG4A | Petroleum Liquids | IC | 2021 | EIA860 | S | 0.4 |  |  | 0.4 | 0.4 | 0.2 | N |  |  | RE | X | 9 | 1999 | 12 | 2012 | Y | Electric Utility | 1 | DFO |  |  |  |  | 1H | N | N
P22 | Haines | AEA-005 | 219 | Alaska Power & Telephone Company | 69 |  | 331120 | 2 | 032-1998 | UpperLynnCanal_grid | Southeast | 10 | Internal Combustion Engine | IC | 2021 | EIA860 | S | 1.2 |  | 0.8 | 1.2 | 1.2 | 0.5 | N |  |  | OP | X | 5 | 1991 |  |  | N | Electric Utility | 1 | DFO |  |  |  |  | 10M | N
P22 | Haines | AEA-005 | 219 | Alaska Power & Telephone Company | 69 |  | 331120 | 2 | 032-1998 | UpperLynnCanal_grid | Southeast | 11 | Internal Combustion Engine | IC | 2021 | EIA860 | S | 1.9 |  | 0.8 | 1.9 | 1.9 | 0.7 | N |  |  | OP | X | 1 | 2006 |  |  | N | Electric Utility | 1 | DFO |  |  |  |  | 10M | N
P22 | Haines | AEA-005 | 219 | Alaska Power & Telephone Company | 69 |  | 331120 | 2 | 032-1998 | UpperLynnCanal_grid | Southeast | 12 | Internal Combustion Engine | IC | 2021 | EIA860 | S | 1.5 |  | 0.8 | 1.5 | 1.5 | 0.6 | N |  |  | OP | X | 1 | 2021 |  |  | N | Electric Utility | 1 | DFO |  |  |  |  | 10M | N
P22 | Haines | AEA-005 | 219 | Alaska Power & Telephone Company | 69 |  | 331120 | 2 | 032-1998 | UpperLynnCanal_grid | Southeast | 5 | Internal Combustion Engine | IC | 2021 | EIA860 | S | 0.6 |  | 0.8 | 0.6 | 0.6 | 0.2 | N |  |  | OS | X | 6 | 1968 |  |  | N | Electric Utility | 1 | DFO |  |  |  |  | 10M | N
P22 | Haines | AEA-005 | 219 | Alaska Power & Telephone Company | 69 |  | 331120 | 2 | 032-1998 | UpperLynnCanal_grid | Southeast | 7A | Internal Combustion Engine | IC | 2021 | EIA860 | S | 2.8 |  | 0.8 | 2.8 | 2.8 | 1.1 | N |  |  | OP | X | 12 | 1995 |  |  | N | Electric Utility | 1 | DFO |  |  |  |  | 10M | N
P22 | Haines | AEA-005 | 219 | Alaska Power & Telephone Company | 69 |  | 331120 | 2 | 032-1998 | UpperLynnCanal_grid | Southeast | IC8A | Internal Combustion Engine | IC | 2021 | EIA860 | S | 1.6 |  | 0.8 | 1.6 | 1.6 | 0.6 | N |  |  | OP | X | 10 | 1996 |  |  | N | Electric Utility | 1 | DFO |  |  |  |  | 10M | N
P22 | Haines | AEA-005 | 219 | Alaska Power & Telephone Company | 69 |  | 331120 | 2 | 032-1998 | UpperLynnCanal_grid | Southeast | 9 | Internal Combustion Engine | IC | 2021 | EIA860 | S | 1.1 |  |  | 1.1 | 1.1 |  | N |  |  | RE | X | 12 | 1989 | 6 | 2004 | N | Electric Utility | 1 | DFO |  |  |  |  | 10M | N
P22 | Haines | AEA-005 | 219 | Alaska Power & Telephone Company | 69 |  | 331120 | 2 | 032-1998 | UpperLynnCanal_grid | Southeast | 1 | Internal Combustion Engine | IC | 2021 | AEA PH Assessment |  | 0.298 | [8 empty] | OP | [6 empty] | Electric Utility |  | DFO | [9 empty] | John Deere | 6125HF001
P22 | Haines | AEA-005 | 219 | Alaska Power & Telephone Company | 69 |  | 331120 | 2 | 032-1998 | UpperLynnCanal_grid | Southeast | 2 | Internal Combustion Engine | IC | 2021 | AEA PH Assessment |  | 0.122 | [8 empty] | OP | [6 empty] | Electric Utility |  | DFO | [9 empty] | John Deere | 6081TF001
P220 | Point Hope | AEA-067 | 26616 | North Slope Borough Power & Light | 7485 |  | 332390 | 254 | 164-0000 | Point Hope_grid | North Slope | PG1A | Petroleum Liquids | IC | 2021 | EIA860 | S | 1 |  | 0.8 | 1 | 1 | 0.1 | N |  |  | OP | X | 9 | 2014 |  |  | N | Electric Utility | 1 | DFO |  |  |  |  | 1H | N | N
P220 | Point Hope | AEA-067 | 26616 | North Slope Borough Power & Light | 7485 |  | 332390 | 254 | 164-0000 | Point Hope_grid | North Slope | PG6 | Petroleum Liquids | IC | 2021 | EIA860 | S | 0.6 |  | 0.8 | 0.6 | 0.6 | 0.2 | N |  |  | OP | X | 9 | 1995 |  |  | N | Electric Utility | 1 | DFO |  |  |  |  | 1H | N | N
P220 | Point Hope | AEA-067 | 26616 | North Slope Borough Power & Light | 7485 |  | 332390 | 254 | 164-0000 | Point Hope_grid | North Slope | PG7 | Petroleum Liquids | IC | 2021 | EIA860 | S | 0.6 |  | 0.8 | 0.6 | 0.6 | 0.2 | N |  |  | OP | X | 9 | 1995 |  |  | N | Electric Utility | 1 | DFO |  |  |  |  | 1H | N | N
P220 | Point Hope | AEA-067 | 26616 | North Slope Borough Power & Light | 7485 |  | 332390 | 254 | 164-0000 | Point Hope_grid | North Slope | PG8 | Petroleum Liquids | IC | 2021 | EIA860 | S | 0.9 |  | 0.8 | 0.9 | 0.9 | 0.4 | N |  |  | OP | X | 8 | 2008 |  |  | N | Electric Utility | 1 | DFO |  |  |  |  | 1H | N | N
P220 | Point Hope | AEA-067 | 26616 | North Slope Borough Power & Light | 7485 |  | 332390 | 254 | 164-0000 | Point Hope_grid | North Slope | PG1 | Petroleum Liquids | IC | 2021 | EIA860 | S | 0.3 |  |  | 0.3 | 0.3 | 0.1 | N |  |  | RE | X | 8 | 1987 | 10 | 2013 | Y | Electric Utility | 1 | DFO |  |  |  |  | 1H | N
P220 | Point Hope | AEA-067 | 26616 | North Slope Borough Power & Light | 7485 |  | 332390 | 254 | 164-0000 | Point Hope_grid | North Slope | PG2 | Petroleum Liquids | IC | 2021 | EIA860 | S | 0.3 |  |  | 0.3 | 0.3 | 0.1 | N |  |  | RE | X | 8 | 1987 | 10 | 2013 | Y | Electric Utility | 1 | DFO |  |  |  |  | 1H | N
P220 | Point Hope | AEA-067 | 26616 | North Slope Borough Power & Light | 7485 |  | 332390 | 254 | 164-0000 | Point Hope_grid | North Slope | PG3 | Petroleum Liquids | IC | 2021 | EIA860 | S | 0.3 |  |  | 0.3 | 0.3 | 0.1 | N |  |  | RE | X | 88 | 1987 | 1 | 2008 | N | Electric Utility | 1 | DFO |  |  |  |  | 1H | N
P220 | Point Hope | AEA-067 | 26616 | North Slope Borough Power & Light | 7485 |  | 332390 | 254 | 164-0000 | Point Hope_grid | North Slope | PG4 | Petroleum Liquids | IC | 2021 | EIA860 | S | 0.4 |  |  | 0.4 | 0.4 | 0.2 | N |  |  | RE | X | 88 | 1992 | 1 | 2008 | N | Electric Utility | 1 | DFO |  |  |  |  | 1H | N
P220 | Point Hope | AEA-067 | 26616 | North Slope Borough Power & Light | 7485 |  | 332390 | 254 | 164-0000 | Point Hope_grid | North Slope | PG5 | Petroleum Liquids | IC | 2021 | EIA860 | S | 0.2 |  |  | 0.2 | 0.2 | 0.1 | N |  |  | RE | X | 88 | 1980 | 1 | 2008 | N | Electric Utility | 1 | DFO |  |  |  |  | 1H | N
P221 | Point Lay | AEA-067 | 26616 | North Slope Borough Power & Light | 7486 |  | 332400 | 254 | 165-0000 | Point Lay_grid | North Slope | PG10 | Petroleum Liquids | IC | 2021 | EIA860 | S | 0.6 |  | 0.8 | 0.6 | 0.6 | 0.2 | N |  |  | OP | X | 7 | 2013 |  |  | N | Electric Utility | 1 | DFO |  |  |  |  | 1H | N | N
P221 | Point Lay | AEA-067 | 26616 | North Slope Borough Power & Light | 7486 |  | 332400 | 254 | 165-0000 | Point Lay_grid | North Slope | PG7 | Petroleum Liquids | IC | 2021 | EIA860 | S | 0.6 |  | 0.8 | 0.6 | 0.6 | 0.1 | N |  |  | OP | X | 7 | 2013 |  |  | N | Electric Utility | 1 | DFO |  |  |  |  | 1H | N | N
P221 | Point Lay | AEA-067 | 26616 | North Slope Borough Power & Light | 7486 |  | 332400 | 254 | 165-0000 | Point Lay_grid | North Slope | PG8 | Petroleum Liquids | IC | 2021 | EIA860 | S | 0.6 |  | 0.8 | 0.6 | 0.6 | 0.3 | N |  |  | OP | X | 7 | 2013 |  |  | N | Electric Utility | 1 | DFO |  |  |  |  | 1H | N | N
P221 | Point Lay | AEA-067 | 26616 | North Slope Borough Power & Light | 7486 |  | 332400 | 254 | 165-0000 | Point Lay_grid | North Slope | PG9 | Petroleum Liquids | IC | 2021 | EIA860 | S | 0.6 |  | 0.8 | 0.6 | 0.6 | 0.3 | N |  |  | OP | X | 7 | 2013 |  |  | N | Electric Utility | 1 | DFO |  |  |  |  | 1H | N | N
P221 | Point Lay | AEA-067 | 26616 | North Slope Borough Power & Light | 7486 |  | 332400 | 254 | 165-0000 | Point Lay_grid | North Slope | PG1A | Petroleum Liquids | IC | 2021 | EIA860 | S | 0.3 |  |  | 0.3 | 0.3 | 0.1 | N |  |  | RE | X | 10 | 2000 | 7 | 2013 | Y | Electric Utility | 1 | DFO |  |  |  |  | 1H | N
P221 | Point Lay | AEA-067 | 26616 | North Slope Borough Power & Light | 7486 |  | 332400 | 254 | 165-0000 | Point Lay_grid | North Slope | PG2A | Petroleum Liquids | IC | 2021 | EIA860 | S | 0.3 |  |  | 0.3 | 0.3 | 0.1 | N |  |  | RE | X | 10 | 2000 | 7 | 2013 | Y | Electric Utility | 1 | DFO |  |  |  |  | 1H | N
P221 | Point Lay | AEA-067 | 26616 | North Slope Borough Power & Light | 7486 |  | 332400 | 254 | 165-0000 | Point Lay_grid | North Slope | PG3 | Petroleum Liquids | IC | 2021 | EIA860 | S | 0.2 |  |  | 0.2 | 0.2 | 0.1 | N |  |  | RE | X | 88 | 1990 | 12 | 2000 | Y | Electric Utility | 1 | DFO |  |  |  |  | 1H | N
P221 | Point Lay | AEA-067 | 26616 | North Slope Borough Power & Light | 7486 |  | 332400 | 254 | 165-0000 | Point Lay_grid | North Slope | PG3A | Petroleum Liquids | IC | 2021 | EIA860 | S | 0.3 |  |  | 0.3 | 0.3 | 0.1 | N |  |  | RE | X | 11 | 2002 | 7 | 2013 | Y | Electric Utility | 1 | DFO |  |  |  |  | 1H | N
P221 | Point Lay | AEA-067 | 26616 | North Slope Borough Power & Light | 7486 |  | 332400 | 254 | 165-0000 | Point Lay_grid | North Slope | PG4 | Petroleum Liquids | IC | 2021 | EIA860 | S | 0.2 |  |  | 0.2 | 0.2 | 0.1 | N |  |  | RE | X | 88 | 1990 | 11 | 2002 | N | Electric Utility | 1 | DFO |  |  |  |  | 1H | N
P221 | Point Lay | AEA-067 | 26616 | North Slope Borough Power & Light | 7486 |  | 332400 | 254 | 165-0000 | Point Lay_grid | North Slope | PG4A | Petroleum Liquids | IC | 2021 | EIA860 | S | 0.3 |  |  | 0.3 | 0.3 | 0.1 | N |  |  | RE | X | 11 | 2002 | 7 | 2013 | Y | Electric Utility | 1 | DFO |  |  |  |  | 1H | N
P221 | Point Lay | AEA-067 | 26616 | North Slope Borough Power & Light | 7486 |  | 332400 | 254 | 165-0000 | Point Lay_grid | North Slope | PG5 | Petroleum Liquids | IC | 2021 | EIA860 | S | 0.3 |  |  | 0.3 | 0.3 | 0.1 | N |  |  | RE | X | 11 | 2002 | 7 | 2013 | Y | Electric Utility | 1 | DFO |  |  |  |  | 1H | N
P221 | Point Lay | AEA-067 | 26616 | North Slope Borough Power & Light | 7486 |  | 332400 | 254 | 165-0000 | Point Lay_grid | North Slope | PG6 | Petroleum Liquids | IC | 2021 | EIA860 | S | 0.3 |  |  | 0.3 | 0.3 | 0.1 | N |  |  | RE | X | 11 | 2002 | 7 | 2013 | N | Electric Utility | 1 | DFO |  |  |  |  | 1H | N
P222 | Wainwright | AEA-067 | 26616 | North Slope Borough Power & Light | 7488 |  | 332410 | 254 | 166-0000 | Wainwright_grid | North Slope | PG1 | Petroleum Liquids | IC | 2021 | EIA860 | S | 0.4 |  | 0.8 | 0.4 | 0.4 | 0.2 | N |  |  | OP | X | 8 | 1988 |  |  | N | Electric Utility | 1 | DFO |  |  |  |  | 1H | N | N
P222 | Wainwright | AEA-067 | 26616 | North Slope Borough Power & Light | 7488 |  | 332410 | 254 | 166-0000 | Wainwright_grid | North Slope | PG2 | Petroleum Liquids | IC | 2021 | EIA860 | S | 0.4 |  | 0.8 | 0.4 | 0.4 | 0.2 | N |  |  | OP | X | 8 | 1988 |  |  | N | Electric Utility | 1 | DFO |  |  |  |  | 1H | N | N
P222 | Wainwright | AEA-067 | 26616 | North Slope Borough Power & Light | 7488 |  | 332410 | 254 | 166-0000 | Wainwright_grid | North Slope | PG3 | Petroleum Liquids | IC | 2021 | EIA860 | S | 0.4 |  | 0.8 | 0.4 | 0.4 | 0.2 | N |  |  | OP | X | 8 | 1989 |  |  | N | Electric Utility | 1 | DFO |  |  |  |  | 1H | N | N
P222 | Wainwright | AEA-067 | 26616 | North Slope Borough Power & Light | 7488 |  | 332410 | 254 | 166-0000 | Wainwright_grid | North Slope | PG4A | Petroleum Liquids | IC | 2021 | EIA860 | S | 0.9 |  | 0.8 | 0.9 | 0.9 | 0.4 | N |  |  | OP | X | 10 | 2001 |  |  | N | Electric Utility | 1 | DFO |  |  |  |  | 1H | N | N
P222 | Wainwright | AEA-067 | 26616 | North Slope Borough Power & Light | 7488 |  | 332410 | 254 | 166-0000 | Wainwright_grid | North Slope | PG5 | Petroleum Liquids | IC | 2021 | EIA860 | S | 0.9 |  | 0.8 | 0.9 | 0.9 | 0.4 | N |  |  | OP | X | 10 | 2001 |  |  | N | Electric Utility | 1 | DFO |  |  |  |  | 1H | N | N
P222 | Wainwright | AEA-067 | 26616 | North Slope Borough Power & Light | 7488 |  | 332410 | 254 | 166-0000 | Wainwright_grid | North Slope | PG4 | Petroleum Liquids | IC | 2021 | EIA860 | S | 0.3 |  |  | 0.3 | 0.3 | 0.1 | N |  |  | RE | X | 88 | 1988 | 1 | 2003 | N | Electric Utility | 1 | DFO |  |  |  |  | 1H | N
P223 | Nunam Iqua | AEA-068 |  | Nunam Iqua Electric Company |  |  | 332420 | 408 | 167-0000 | Nunam Iqua_grid | Lower Yukon-Kuskokwim | 1 | Internal Combustion Engine | IC | 2021 | AEA PH Assessment |  | 0.21 | [8 empty] | OS | [6 empty] | Electric Utility |  | DFO | [9 empty] | John Deere | 6090AFM75, 9.0L, 3071F
P223 | Nunam Iqua | AEA-068 |  | Nunam Iqua Electric Company |  |  | 332420 | 408 | 167-0000 | Nunam Iqua_grid | Lower Yukon-Kuskokwim | 2 | Internal Combustion Engine | IC | 2021 | AEA PH Assessment |  | 0.21 | [8 empty] | OS | [6 empty] | Electric Utility |  | DFO | [9 empty] | John Deere | 6090AFM75, 9.0L, 3071F
P223 | Nunam Iqua | AEA-068 |  | Nunam Iqua Electric Company |  |  | 332420 | 408 | 167-0000 | Nunam Iqua_grid | Lower Yukon-Kuskokwim | 3 | Internal Combustion Engine | IC | 2021 | AEA PH Assessment |  | 0.21 | [8 empty] | OP | [6 empty] | Electric Utility |  | DFO | [9 empty] | John Deere | 6081AF001
P223 | Nunam Iqua | AEA-068 |  | Nunam Iqua Electric Company |  |  | 332420 | 408 | 167-0000 | Nunam Iqua_grid | Lower Yukon-Kuskokwim | 4 | Internal Combustion Engine | IC | 2021 | AEA PH Assessment |  | 0.21 | [8 empty] | OP | [6 empty] | Electric Utility |  | DFO | [9 empty] | John Deere | 608HF070
P223 | Nunam Iqua | AEA-068 |  | Nunam Iqua Electric Company |  |  | 332420 | 408 | 167-0000 | Nunam Iqua_grid | Lower Yukon-Kuskokwim | 1 | Internal Combustion Engine | IC | 2021 | AEA PH Assessment |  | 0.21 | [8 empty] | OS | [6 empty] | Electric Utility |  | DFO | [9 empty] | John Deere | 6090AFM75, 9.0L, 3071F
P223 | Nunam Iqua | AEA-068 |  | Nunam Iqua Electric Company |  |  | 332420 | 408 | 167-0000 | Nunam Iqua_grid | Lower Yukon-Kuskokwim | 2 | Internal Combustion Engine | IC | 2021 | AEA PH Assessment |  | 0.21 | [8 empty] | OS | [6 empty] | Electric Utility |  | DFO | [9 empty] | John Deere | 6090AFM75, 9.0L, 3071F
P223 | Nunam Iqua | AEA-068 |  | Nunam Iqua Electric Company |  |  | 332420 | 408 | 167-0000 | Nunam Iqua_grid | Lower Yukon-Kuskokwim | 3 | Internal Combustion Engine | IC | 2021 | AEA PH Assessment |  | 0.21 | [8 empty] | OP | [6 empty] | Electric Utility |  | DFO | [9 empty] | John Deere | 6081AF001
P223 | Nunam Iqua | AEA-068 |  | Nunam Iqua Electric Company |  |  | 332420 | 408 | 167-0000 | Nunam Iqua_grid | Lower Yukon-Kuskokwim | 4 | Internal Combustion Engine | IC | 2021 | AEA PH Assessment |  | 0.21 | [8 empty] | OP | [6 empty] | Electric Utility |  | DFO | [9 empty] | John Deere | 608HF070
P224 | Dillingham | AEA-069 | 13870 | Nushagak Electric Cooperative | 109 |  | 332430 | 45 | 169-0000 | Dillingham_grid | Bristol Bay | 10 | Petroleum Liquids | IC | 2021 | EIA860 | S | 1.1 |  | 0.8 | 1.1 | 1.1 | 0.5 | N |  |  | OP | X | 5 | 1988 |  |  | N | Electric Utility | 1 | DFO |  |  |  |  | 10M | N | N | N
P224 | Dillingham | AEA-069 | 13870 | Nushagak Electric Cooperative | 109 |  | 332430 | 45 | 169-0000 | Dillingham_grid | Bristol Bay | 11 | Petroleum Liquids | IC | 2021 | EIA860 | S | 1 |  | 0.8 | 1 | 1 | 0.5 | N |  |  | OP | X | 11 | 2001 |  |  | N | Electric Utility | 1 | DFO |  |  |  |  | 10M | N | N | N
P224 | Dillingham | AEA-069 | 13870 | Nushagak Electric Cooperative | 109 |  | 332430 | 45 | 169-0000 | Dillingham_grid | Bristol Bay | 12 | Petroleum Liquids | IC | 2021 | EIA860 | S | 1 |  | 0.8 | 1 | 1 | 0.5 | N |  |  | OP | X | 3 | 2006 |  |  | N | Electric Utility | 1 | DFO |  |  |  |  | 10M | N | N | N
P224 | Dillingham | AEA-069 | 13870 | Nushagak Electric Cooperative | 109 |  | 332430 | 45 | 169-0000 | Dillingham_grid | Bristol Bay | 13 | Petroleum Liquids | IC | 2021 | EIA860 | S | 1 |  | 0.8 | 1 | 1 | 0.5 | N |  |  | OP | X | 4 | 2006 |  |  | N | Electric Utility | 1 | DFO |  |  |  |  | 10M | N | N | N
P224 | Dillingham | AEA-069 | 13870 | Nushagak Electric Cooperative | 109 |  | 332430 | 45 | 169-0000 | Dillingham_grid | Bristol Bay | 14 | Petroleum Liquids | IC | 2021 | EIA860 | S | 1 |  | 0.8 | 1 | 1 | 0.5 | N |  |  | OP | X | 3 | 2008 |  |  | N | Electric Utility | 1 | DFO |  |  |  |  | 10M | N | N | N
P224 | Dillingham | AEA-069 | 13870 | Nushagak Electric Cooperative | 109 |  | 332430 | 45 | 169-0000 | Dillingham_grid | Bristol Bay | 15 | Petroleum Liquids | IC | 2021 | EIA860 | S | 1 |  | 0.8 | 1 | 1 | 0.5 | N |  |  | OP | X | 5 | 2008 |  |  | N | Electric Utility | 1 | DFO |  |  |  |  | 10M | N | N | N
P224 | Dillingham | AEA-069 | 13870 | Nushagak Electric Cooperative | 109 |  | 332430 | 45 | 169-0000 | Dillingham_grid | Bristol Bay | 16 | Petroleum Liquids | IC | 2021 | EIA860 | S | 0.5 |  | 0.8 | 0.5 | 0.5 | 0.1 | N |  |  | OP | X | 12 | 2009 |  |  | N | Electric Utility | 1 | DFO |  |  |  |  | 10M | N | N | N
P224 | Dillingham | AEA-069 | 13870 | Nushagak Electric Cooperative | 109 |  | 332430 | 45 | 169-0000 | Dillingham_grid | Bristol Bay | 17 | Petroleum Liquids | IC | 2021 | EIA860 | S | 2.2 |  | 0.8 | 2.2 | 2.2 | 1 | N |  |  | OP | X | 6 | 2019 |  |  | N | Electric Utility | 1 | DFO |  |  |  |  | 10M | N
P224 | Dillingham | AEA-069 | 13870 | Nushagak Electric Cooperative | 109 |  | 332430 | 45 | 169-0000 | Dillingham_grid | Bristol Bay | 18 | Petroleum Liquids | IC | 2021 | EIA860 | S | 2.2 |  | 0.8 | 2.2 | 2.2 | 1 | N |  |  | OP | X | 6 | 2019 |  |  | N | Electric Utility | 1 | DFO |  |  |  |  | 10M | N
P224 | Dillingham | AEA-069 | 13870 | Nushagak Electric Cooperative | 109 |  | 332430 | 45 | 169-0000 | Dillingham_grid | Bristol Bay | 3 | Petroleum Liquids | IC | 2021 | EIA860 | S | 0.3 |  |  | 0.3 | 0.3 |  | N |  |  | RE | X | 1 | 1961 | 2 | 2009 | N | Electric Utility | 1 | DFO
P224 | Dillingham | AEA-069 | 13870 | Nushagak Electric Cooperative | 109 |  | 332430 | 45 | 169-0000 | Dillingham_grid | Bristol Bay | 4 | Petroleum Liquids | IC | 2021 | EIA860 | S | 0.5 |  |  | 0.5 | 0.5 |  | N |  |  | RE | X | 9 | 1967 | 5 | 2001 | N | Electric Utility | 1 | DFO | [6 empty] | N
P224 | Dillingham | AEA-069 | 13870 | Nushagak Electric Cooperative | 109 |  | 332430 | 45 | 169-0000 | Dillingham_grid | Bristol Bay | 5 | Petroleum Liquids | IC | 2021 | EIA860 | S | 0.7 |  |  | 0.7 | 0.7 |  | N |  |  | RE | X | 12 | 1973 | 3 | 2007 | N | Electric Utility | 1 | DFO | [6 empty] | N
P224 | Dillingham | AEA-069 | 13870 | Nushagak Electric Cooperative | 109 |  | 332430 | 45 | 169-0000 | Dillingham_grid | Bristol Bay | 6 | Petroleum Liquids | IC | 2021 | EIA860 | S | 1 |  |  | 1 | 1 |  | N |  |  | RE | X | 12 | 1976 | 10 | 2007 | N | Electric Utility | 1 | DFO | [5 empty] | N | N | N
P224 | Dillingham | AEA-069 | 13870 | Nushagak Electric Cooperative | 109 |  | 332430 | 45 | 169-0000 | Dillingham_grid | Bristol Bay | 8 | Petroleum Liquids | IC | 2021 | EIA860 | S | 0.8 |  |  | 0.8 | 0.8 |  | N |  |  | RE | X | 3 | 1985 | 4 | 2006 | N | Electric Utility | 1 | DFO | [5 empty] | N | N | N
P224 | Dillingham | AEA-069 | 13870 | Nushagak Electric Cooperative | 109 |  | 332430 | 45 | 169-0000 | Dillingham_grid | Bristol Bay | IC9 | Petroleum Liquids | IC | 2021 | EIA860 | S | 0.8 |  |  | 0.8 | 0.8 |  | N |  |  | RE | X | 3 | 1985 | 3 | 2006 | N | Electric Utility | 1 | DFO | [5 empty] | N | N | N
P225 | Ouzinkie | AEA-070 |  | Ouzinkie, City of |  | Mahoona Lake | 332440 | 357 | 170-0000 | Ouzinkie_grid | Kodiak |  | Conventional Hydroelectric | HY |  | AEA |  | 0.125 | [8 empty] | OP |  |  | 1987 |  |  |  | Electric Utility | 1 | WAT |  |  |  | 0
P225 | Ouzinkie | AEA-070 |  | Ouzinkie, City of |  |  | 332440 | 357 | 170-0000 | Ouzinkie_grid | Kodiak | 1 | Internal Combustion Engine | IC | 2021 | AEA PH Assessment |  | 0.045 | [8 empty] | OP | [6 empty] | Electric Utility |  | DFO | [9 empty] | John Deere | 4045tfm75
P225 | Ouzinkie | AEA-070 |  | Ouzinkie, City of |  |  | 332440 | 357 | 170-0000 | Ouzinkie_grid | Kodiak | 2 | Internal Combustion Engine | IC | 2021 | AEA PH Assessment |  | 0.101 | [8 empty] | OP | [6 empty] | Electric Utility |  | DFO | [9 empty] | John Deere | 6068tfm76
P225 | Ouzinkie | AEA-070 |  | Ouzinkie, City of |  |  | 332440 | 357 | 170-0000 | Ouzinkie_grid | Kodiak | 3 | Internal Combustion Engine | IC | 2021 | AEA PH Assessment |  | 0.19 | [8 empty] | OP | [6 empty] | Electric Utility |  | DFO | [9 empty] | John Deere | 6081af001
P227 | Pedro Bay | AEA-071 |  | Pedro Bay Village Council |  |  | 332450 | 662 | 171-0000 | Pedro Bay_grid | Bristol Bay | 1 | Internal Combustion Engine | IC | 2021 | AEA PH Assessment |  | 0.095 | [8 empty] | OP | [6 empty] | Electric Utility |  | DFO | [9 empty] | John Deere | 6068TFM76
P227 | Pedro Bay | AEA-071 |  | Pedro Bay Village Council |  |  | 332450 | 662 | 171-0000 | Pedro Bay_grid | Bristol Bay | 2 | Internal Combustion Engine | IC | 2021 | AEA PH Assessment |  | 0.062 | [8 empty] | OS | [6 empty] | Electric Utility |  | DFO | [9 empty] | John Deere | 4045TFM75
P227 | Pedro Bay | AEA-071 |  | Pedro Bay Village Council |  |  | 332450 | 662 | 171-0000 | Pedro Bay_grid | Bristol Bay | 3 | Internal Combustion Engine | IC | 2021 | AEA PH Assessment |  | 0.062 | [8 empty] | OS | [6 empty] | Electric Utility |  | DFO | [9 empty] | John Deere | 4045TF270
P228 | Pelican | AEA-072 | 29297 | Pelican Utility | 6702 |  | 332460 | 24 | 172-0000 | Pelican_grid | Southeast | HC1 | Conventional Hydroelectric | HY | 2021 | EIA860 | W | 0.6 |  | 0.8 | 0.5 | 0.5 | 0.1 | N |  |  | OP | X | 7 | 1984 |  |  | N | Electric Utility | 1 | WAT |  |  |  |  | 10M | N
P228 | Pelican | AEA-072 | 29297 | Pelican Utility | 6702 |  | 332460 | 24 | 172-0000 | Pelican_grid | Southeast | HC2 | Conventional Hydroelectric | HY | 2021 | EIA860 | W | 0.8 |  | 0.8 | 0.1 | 0.1 | 0.1 | N |  |  | OP | X | 5 | 1984 |  |  | N | Electric Utility | 1 | WAT |  |  |  |  | 10M | N
P228 | Pelican | AEA-072 | 29297 | Pelican Utility | 6702 |  | 332460 | 24 | 172-0000 | Pelican_grid | Southeast | IC6 | Petroleum Liquids | IC | 2021 | EIA860 | W | 0.4 |  | 0.9 | 0.4 | 0.4 | 0.2 | N |  |  | OP | X | 9 | 2008 |  |  | N | Electric Utility | 1 | DFO |  |  |  |  | 10M | N
P228 | Pelican | AEA-072 | 29297 | Pelican Utility | 6702 |  | 332460 | 24 | 172-0000 | Pelican_grid | Southeast | IC7 | Petroleum Liquids | IC | 2021 | EIA860 | W | 0.4 |  | 0.9 | 0.4 | 0.4 | 0.2 | N |  |  | OP | X | 9 | 2008 |  |  | N | Electric Utility | 1 | DFO |  |  |  |  | 10M | N
P228 | Pelican | AEA-072 | 29297 | Pelican Utility | 6702 |  | 332460 | 24 | 172-0000 | Pelican_grid | Southeast | IC8 | Petroleum Liquids | IC | 2021 | EIA860 | W | 0.2 |  | 0.8 | 0.2 | 0.2 | 0.1 | N |  |  | OP | X | 9 | 2008 |  |  | N | Electric Utility | 1 | DFO |  |  |  |  | 10M | N
P228 | Pelican | AEA-072 | 29297 | Pelican Utility | 6702 |  | 332460 | 24 | 172-0000 | Pelican_grid | Southeast | IC1 | Petroleum Liquids | IC | 2021 | EIA860 | W | 0.3 |  |  | 0.3 | 0.3 |  |  |  |  | RE | X | 12 | 1989 | 12 | 2011 | N | Electric Utility | 1 | DFO
P228 | Pelican | AEA-072 | 29297 | Pelican Utility | 6702 |  | 332460 | 24 | 172-0000 | Pelican_grid | Southeast | IC2 | Petroleum Liquids | IC | 2021 | EIA860 | W | 0.1 |  |  | 0.1 | 0.1 |  |  |  |  | RE | X | 7 | 1964 | 12 | 2011 | N | Electric Utility | 1 | DFO
P228 | Pelican | AEA-072 | 29297 | Pelican Utility | 6702 |  | 332460 | 24 | 172-0000 | Pelican_grid | Southeast | IC3 | Petroleum Liquids | IC | 2021 | EIA860 | W | 0.2 |  |  | 0.2 | 0.2 |  |  |  |  | RE | X | 9 | 1974 | 12 | 2011 | N | Electric Utility | 1 | DFO
P228 | Pelican | AEA-072 | 29297 | Pelican Utility | 6702 |  | 332460 | 24 | 172-0000 | Pelican_grid | Southeast | IC4 | Petroleum Liquids | IC | 2021 | EIA860 | W | 0.2 |  |  | 0.2 | 0.2 |  |  |  |  | RE | X | 6 | 1980 | 12 | 2011 | N | Electric Utility | 1 | DFO
P228 | Pelican | AEA-072 | 29297 | Pelican Utility | 6702 |  | 332460 | 24 | 172-0000 | Pelican_grid | Southeast | IC5 | Petroleum Liquids | IC | 2021 | EIA860 | W | 0.4 |  |  | 0.4 | 0.4 |  |  |  |  | RE | X | 7 | 1990 | 12 | 2011 | N | Electric Utility | 1 | DFO | [5 empty] | N
P229 | Blind Slough | AEA-110 | 14856 | Petersburg, City of | 91 |  |  | 212 | 217-2009 | SEAPA_grid | Southeast | 3 | Conventional Hydroelectric | HY | 2021 | EIA860 | S | 1.6 |  | 0.8 | 1.6 | 1.6 | 0.7 | N |  |  | OP | X | 3 | 1954 |  |  | N | Electric Utility | 1 | WAT |  |  |  |  | 1H | N
P229 | Blind Slough | AEA-110 | 14856 | Petersburg, City of | 91 |  |  | 212 | 217-2009 | SEAPA_grid | Southeast | IC1 | Petroleum Liquids | IC | 2021 | EIA860 | S | 2.6 |  | 0.8 | 1.7 | 1.7 | 1.4 | N |  |  | OP | X | 12 | 1972 |  |  | N | Electric Utility | 1 | DFO |  |  |  |  | 1H | N | N | N
P229 | Blind Slough | AEA-110 | 14856 | Petersburg, City of | 91 |  |  | 212 | 217-2009 | SEAPA_grid | Southeast | IC3 | Petroleum Liquids | IC | 2021 | EIA860 | S | 1.2 |  | 0.8 | 1 | 1 | 0.5 | N |  |  | OP | X | 10 | 1965 |  |  | N | Electric Utility | 1 | DFO |  |  |  |  | 1H | N | N | N
P229 | Blind Slough | AEA-110 | 14856 | Petersburg, City of | 91 |  |  | 212 | 217-2009 | SEAPA_grid | Southeast | IC4 | Petroleum Liquids | IC | 2021 | EIA860 | S | 0.6 |  | 0.8 | 0.6 | 0.6 | 0.3 | N |  |  | OP | X | 3 | 1979 |  |  | N | Electric Utility | 1 | DFO |  |  |  |  | 10M | N | N | N
P229 | Blind Slough | AEA-110 | 14856 | Petersburg, City of | 91 |  |  | 212 | 217-2009 | SEAPA_grid | Southeast | IC5 | Petroleum Liquids | IC | 2021 | EIA860 | S | 0.8 |  | 0.8 | 0.7 | 0.7 | 0.4 | N |  |  | OP | X | 3 | 1979 |  |  | N | Electric Utility | 1 | DFO |  |  |  |  | 10M | N | N | N
P229 | Blind Slough | AEA-110 | 14856 | Petersburg, City of | 91 |  |  | 212 | 217-2009 | SEAPA_grid | Southeast | IC6 | Petroleum Liquids | IC | 2021 | EIA860 | S | 2.6 |  | 0.8 | 2.3 | 2.3 | 1.5 | N |  |  | OP | X | 9 | 1993 |  |  | N | Electric Utility | 1 | DFO |  |  |  |  | 1H | N | N | N
P229 | Blind Slough | AEA-110 | 14856 | Petersburg, City of | 91 |  |  | 212 | 217-2009 | SEAPA_grid | Southeast | IC7 | Petroleum Liquids | IC | 2021 | EIA860 | S | 2.6 |  | 0.8 | 2.3 | 2.3 | 1.5 | N |  |  | OP | X | 8 | 2001 |  |  | N | Electric Utility | 1 | DFO |  |  |  |  | 1H | N | N | N
P229 | Blind Slough | AEA-110 | 14856 | Petersburg, City of | 91 |  |  | 212 | 217-2009 | SEAPA_grid | Southeast | IC8 | Petroleum Liquids | IC | 2021 | EIA860 | S | 2.5 |  | 0.8 | 2.2 | 2.2 | 1.2 | N |  |  | OP | X | 10 | 2012 |  |  | N | Electric Utility | 1 | DFO |  |  |  |  | 10M | N | N | N
P229 | Blind Slough | AEA-110 | 14856 | Petersburg, City of | 91 |  |  | 212 | 217-2009 | SEAPA_grid | Southeast | IC2 | Petroleum Liquids | IC | 2021 | EIA860 | S | 0.3 |  | 0.8 | 0.2 | 0.2 | 0.1 | N |  |  | RE | X | 12 | 1972 | 8 | 2017 | N | Electric Utility | 1 | DFO |  |  |  |  | 10M | N | N | N
P23 | Hydaburg | AEA-005 | 219 | Alaska Power & Telephone Company | 423 |  | 331150 | 2 | 023-2015 | Prince of Wales Is._grid | Southeast | 1 | Internal Combustion Engine | IC | 2021 | AEA PH Assessment |  | 0.8 | [8 empty] | OP | [6 empty] | Electric Utility |  | DFO | [9 empty] | Caterpillar | 3508
P23 | Hydaburg | AEA-005 | 219 | Alaska Power & Telephone Company | 423 |  | 331150 | 2 | 023-2015 | Prince of Wales Is._grid | Southeast | 2 | Internal Combustion Engine | IC | 2021 | AEA PH Assessment |  | 0.33 | [8 empty] | OP | [6 empty] | Electric Utility |  | DFO | [9 empty] | Caterpillar | 3412
P23 | Hydaburg | AEA-005 | 219 | Alaska Power & Telephone Company | 423 |  | 331150 | 2 | 023-2015 | Prince of Wales Is._grid | Southeast | 3 | Internal Combustion Engine | IC | 2021 | AEA PH Assessment |  | 0.315 | [8 empty] | OP | [6 empty] | Electric Utility |  | DFO | [9 empty] | Caterpillar | D353
P230 | Pilot Point | AEA-074 |  | Pilot Point Electric Utility |  |  | 332480 | 425 | 173-0000 | Pilot Point_grid | Bristol Bay | 1 | Internal Combustion Engine | IC | 2021 | AEA PH Assessment |  | 0.099 | [8 empty] | OP |  | 9 | 2008 |  |  |  | Electric Utility |  | DFO | [9 empty] | John Deere | 4045AFM85
P230 | Pilot Point | AEA-074 |  | Pilot Point Electric Utility |  |  | 332480 | 425 | 173-0000 | Pilot Point_grid | Bristol Bay | 2 | Internal Combustion Engine | IC | 2021 | AEA PH Assessment |  | 0.099 | [8 empty] | OP |  | 9 | 2008 |  |  |  | Electric Utility |  | DFO | [9 empty] | John Deere | 4045AFM85E
P230 | Pilot Point | AEA-074 |  | Pilot Point Electric Utility |  |  | 332480 | 425 | 173-0000 | Pilot Point_grid | Bristol Bay | 3 | Internal Combustion Engine | IC | 2021 | AEA PH Assessment |  | 0.099 | [8 empty] | OS |  | 9 | 2008 |  |  |  | Electric Utility |  | DFO | [9 empty] | John Deere | 4045AFM85E
P230 | Pilot Point | AEA-074 |  | Pilot Point Electric Utility |  |  | 332480 | 425 | 173-0000 | Pilot Point_grid | Bristol Bay |  | Onshore Wind Turbine | WT |  | AEA |  | 0.2 | [8 empty] | OS |  | 2 | 2005 |  |  |  | Electric Utility | 1 | WND |  |  |  | 2 |  |  |  |  | USDA--100kW wind?
P231 | Platinum | AEA-075 |  | Platinum, City of |  |  | 332490 |  | 174-0000 | Platinum_grid | Lower Yukon-Kuskokwim | 1 | Internal Combustion Engine | IC | 2021 | AEA PH Assessment |  | 0.065 | [8 empty] | OS | [6 empty] | Electric Utility |  | DFO | [9 empty] | John Deere | 4045TFM85
P231 | Platinum | AEA-075 |  | Platinum, City of |  |  | 332490 | 0 | 174-0000 | Platinum_grid | Lower Yukon-Kuskokwim | 2 | Internal Combustion Engine | IC | 2021 | AEA PH Assessment |  | 0.055 | [8 empty] | OP | [6 empty] | Electric Utility |  | DFO | [9 empty] | John Deere | 4039T
P232 | Port Heiden | AEA-077 |  | Port Heiden Utilities |  |  | 332500 | 399 | 175-0000 | Port Heiden_grid | Bristol Bay | 1 | Internal Combustion Engine | IC | 2021 | AEA PH Assessment |  | 0.276 | [8 empty] | OP |  | 9 | 2019 |  |  |  | Electric Utility |  | DFO | [9 empty] | John Deere | 6090AFM75
P232 | Port Heiden | AEA-077 |  | Port Heiden Utilities |  |  | 332500 | 399 | 175-0000 | Port Heiden_grid | Bristol Bay | 2 | Internal Combustion Engine | IC | 2021 | AEA PH Assessment |  | 0.276 | [8 empty] | OP |  | 9 | 2019 |  |  |  | Electric Utility |  | DFO | [9 empty] | John Deere | 6090AFM75
P232 | Port Heiden | AEA-077 |  | Port Heiden Utilities |  |  | 332500 | 399 | 175-0000 | Port Heiden_grid | Bristol Bay | 3 | Internal Combustion Engine | IC | 2021 | AEA PH Assessment |  | 0.15 | [8 empty] | OP |  | 9 | 2019 |  |  |  | Electric Utility |  | DFO | [9 empty] | John Deere | 4045AFM85
P233 | Kongiganak | AEA-078 |  | Puvurnaq Power Company |  |  | 332510 | 395 | 176-0000 | Kongiganak_grid | Lower Yukon-Kuskokwim |  | Batteries | BA |  |  |  | 0.295 | 0.135 | [7 empty] | OP |  |  | 2014 | [5 empty] | MWH | [8 empty] | 200 kW battery?
P233 | Kongiganak | AEA-078 |  | Puvurnaq Power Company |  |  | 332510 | 395 | 176-0000 | Kongiganak_grid | Lower Yukon-Kuskokwim | 2 | Internal Combustion Engine | IC | 2021 | AEA PH Assessment |  | 0.275 | [8 empty] | OP | [6 empty] | Electric Utility |  | DFO | [9 empty] | John Deere | 6090HF485
P233 | Kongiganak | AEA-078 |  | Puvurnaq Power Company |  |  | 332510 | 395 | 176-0000 | Kongiganak_grid | Lower Yukon-Kuskokwim | 3 | Internal Combustion Engine | IC | 2021 | AEA PH Assessment |  | 0.275 | [8 empty] | OS | [6 empty] | Electric Utility |  | DFO | [9 empty] | John Deere | 6090HF485
P233 | Kongiganak | AEA-078 |  | Puvurnaq Power Company |  |  | 332510 | 395 | 176-0000 | Kongiganak_grid | Lower Yukon-Kuskokwim | 4 | Internal Combustion Engine | IC | 2021 | AEA PH Assessment |  | 0.14 | [8 empty] | OP | [6 empty] | Electric Utility |  | DFO | [9 empty] | John Deere | 6081AF001
P233 | Kongiganak | AEA-078 |  | Puvurnaq Power Company |  |  | 332510 | 395 | 176-0000 | Kongiganak_grid | Lower Yukon-Kuskokwim | 2 | Internal Combustion Engine | IC | 2021 | AEA PH Assessment |  | 0.275 | [8 empty] | OP | [6 empty] | Electric Utility |  | DFO | [9 empty] | John Deere | 6090HF485
P233 | Kongiganak | AEA-078 |  | Puvurnaq Power Company |  |  | 332510 | 395 | 176-0000 | Kongiganak_grid | Lower Yukon-Kuskokwim | 3 | Internal Combustion Engine | IC | 2021 | AEA PH Assessment |  | 0.275 | [8 empty] | OS | [6 empty] | Electric Utility |  | DFO | [9 empty] | John Deere | 6090HF485
P233 | Kongiganak | AEA-078 |  | Puvurnaq Power Company |  |  | 332510 | 395 | 176-0000 | Kongiganak_grid | Lower Yukon-Kuskokwim | 4 | Internal Combustion Engine | IC | 2021 | AEA PH Assessment |  | 0.14 | [8 empty] | OP | [6 empty] | Electric Utility |  | DFO | [9 empty] | John Deere | 6081AF001
P233 | Kongiganak | AEA-078 |  | Puvurnaq Power Company |  |  | 332510 | 395 | 176-0000 | Kongiganak_grid | Lower Yukon-Kuskokwim | 1 | Internal Combustion Engine | IC | 2021 | AEA PH Assessment |  | 0.235 | [8 empty] | OP |  | 7 | 2020 |  |  |  | Electric Utility |  | DFO | [9 empty] | John Deere | 6125AF001
P233 | Kongiganak | AEA-078 |  | Puvurnaq Power Company |  |  | 332510 | 395 | 176-0000 | Kongiganak_grid | Lower Yukon-Kuskokwim | 1 | Internal Combustion Engine | IC | 2021 | AEA PH Assessment |  | 0.235 | [8 empty] | OP |  | 7 | 2020 |  |  |  | Electric Utility |  | DFO | [9 empty] | John Deere | 6125AF001
P233 | Kongiganak | AEA-078 |  | Puvurnaq Power Company |  |  | 332510 | 395 | 176-0000 | Kongiganak_grid | Lower Yukon-Kuskokwim |  | Onshore Wind Turbine | WT |  | AEA |  | 0.475 | [8 empty] | OP |  | 12 | 2010 |  |  |  | Electric Utility | 1 | WND |  |  |  | 5
P234 | Rampart | AEA-079 |  | Rampart Village Council |  |  | 332520 | 759 | 177-0000 | Rampart_grid | Yukon-Koyukuk/Upper Tanana | 2 | Internal Combustion Engine | IC | 2021 | AEA PH Assessment |  | 0.105 | [8 empty] | OS |  | 6 | 2013 |  |  |  | Electric Utility |  | DFO | [9 empty] | John Deere | 4045TF285
P234 | Rampart | AEA-079 |  | Rampart Village Council |  |  | 332520 | 759 | 177-0000 | Rampart_grid | Yukon-Koyukuk/Upper Tanana | 1 | Internal Combustion Engine | IC | 2021 | AEA PH Assessment |  | 0.11 | [8 empty] | OP |  | 6 | 2015 |  |  |  | Electric Utility |  | DFO | [9 empty] | John Deere | 4045AFM85
P234 | Rampart | AEA-079 |  | Rampart Village Council |  |  | 332520 | 759 | 177-0000 | Rampart_grid | Yukon-Koyukuk/Upper Tanana | 3 | Internal Combustion Engine | IC | 2021 | AEA PH Assessment |  | 0.045 | [8 empty] | OP |  | 6 | 2018 |  |  |  | Electric Utility |  | DFO | [9 empty] | Kubota | V3800-T
P235 | Willow Solar | AEA-151 |  | Renewable IPP |  |  |  |  | 215-1985 | Railbelt_grid | Railbelt |  | Solar PV | PV |  | AEA |  | 0.14 | [8 empty] | OP |  | 8 | 2018 |  |  |  | Electric Utility | 1 | SUN |  |  |  | 0
P235 | Willow Solar | AEA-151 |  | Renewable IPP |  |  |  |  | 215-1985 | Railbelt_grid | Railbelt |  | Solar PV | PV |  | Renewable IPP website |  | 1.2 | [8 empty] | OP |  | 11 | 2019 | [5 empty] | SUN
P236 | Ruby | AEA-080 |  | Ruby, City of |  |  | 332530 | 364 | 178-0000 | Ruby_grid | Yukon-Koyukuk/Upper Tanana | 1 | Internal Combustion Engine | IC | 2021 | AEA PH Assessment |  | 0.23 | [8 empty] | OP | [6 empty] | Electric Utility |  | DFO | [9 empty] | John Deere | 6081HF070
P236 | Ruby | AEA-080 |  | Ruby, City of |  |  | 332530 | 364 | 178-0000 | Ruby_grid | Yukon-Koyukuk/Upper Tanana | 2 | Internal Combustion Engine | IC | 2021 | AEA PH Assessment |  | 0.18 | [8 empty] | OP | [6 empty] | Electric Utility |  | DFO | [9 empty] | John Deere | 6081HF070
P236 | Ruby | AEA-080 |  | Ruby, City of |  |  | 332530 | 364 | 178-0000 | Ruby_grid | Yukon-Koyukuk/Upper Tanana | 3 | Internal Combustion Engine | IC | 2021 | AEA PH Assessment |  | 0.117 | [8 empty] | OP |  | 9 | 2020 |  |  |  | Electric Utility |  | DFO | [9 empty] | John Deere | 4045HF485
P237 | Saint George | AEA-082 |  | Saint George, City of |  |  | 332550 | 410 | 179-0000 | Saint George_grid | Aleutians | 1 | Internal Combustion Engine | IC | 2021 | AEA PH Assessment |  | 0.21 | [8 empty] | OP |  | 6 | 2012 |  |  |  | Electric Utility |  | DFO | [9 empty] | John Deere | 6090AFM75
P237 | Saint George | AEA-082 |  | Saint George, City of |  |  | 332550 | 410 | 179-0000 | Saint George_grid | Aleutians | 2 | Internal Combustion Engine | IC | 2021 | AEA PH Assessment |  | 0.21 | [8 empty] | OP |  | 6 | 2012 |  |  |  | Electric Utility |  | DFO | [9 empty] | John Deere | 6090AFM75
P237 | Saint George | AEA-082 |  | Saint George, City of |  |  | 332550 | 410 | 179-0000 | Saint George_grid | Aleutians | 3 | Internal Combustion Engine | IC | 2021 | AEA PH Assessment |  | 0.21 | [8 empty] | OP |  | 6 | 2012 |  |  |  | Electric Utility |  | DFO | [9 empty] | John Deere | 6090AFM75
P237 | Saint George | AEA-082 |  | Saint George, City of |  |  | 332550 | 410 | 179-0000 | Saint George_grid | Aleutians | 4 | Internal Combustion Engine | IC | 2021 | AEA PH Assessment |  | 0.2 | [8 empty] | OP |  | 6 | 2012 |  |  |  | Electric Utility |  | DFO | [9 empty] | John Deere | 6090AFM75
P237 | Saint George | AEA-082 |  | Saint George, City of |  |  | 332550 | 410 | 179-0000 | Saint George_grid | Aleutians |  | Onshore Wind Turbine | WT |  | AEA |  | 0.095 | [8 empty] | OS |  | 11 | 2016 | 12 | 2016 |  | Electric Utility | 1 | WND |  |  |  | 1
P238 | Saint Paul | AEA-083 |  | Saint Paul Municipal Electric |  |  | 332560 | 339 | 180-0000 | Saint Paul_grid | Aleutians | 1 | Internal Combustion Engine | IC | 2021 | AEA PH Assessment |  | 0.855 | [8 empty] | OP | [6 empty] | Electric Utility |  | DFO | [9 empty] | Caterpillar | 3512
P238 | Saint Paul | AEA-083 |  | Saint Paul Municipal Electric |  |  | 332560 | 339 | 180-0000 | Saint Paul_grid | Aleutians | 2 | Internal Combustion Engine | IC | 2021 | AEA PH Assessment |  | 0.38 | [8 empty] | OS | [6 empty] | Electric Utility |  | DFO | [9 empty] | John Deere | 6135HF485
P238 | Saint Paul | AEA-083 |  | Saint Paul Municipal Electric |  |  | 332560 | 339 | 180-0000 | Saint Paul_grid | Aleutians | 3 | Internal Combustion Engine | IC | 2021 | AEA PH Assessment |  | 0.26 | [8 empty] | OP | [6 empty] | Electric Utility |  | DFO | [9 empty] | Caterpillar | 3406
P238 | Saint Paul | AEA-083 |  | Saint Paul Municipal Electric |  |  | 332560 | 339 | 180-0000 | Saint Paul_grid | Aleutians | 4 | Internal Combustion Engine | IC | 2021 | AEA PH Assessment |  | 0.3 | [8 empty] | OP | [6 empty] | Electric Utility |  | DFO | [9 empty] | Caterpillar | 3412
P238 | Saint Paul | AEA-083 |  | Saint Paul Municipal Electric |  |  | 332560 | 339 | 180-0000 | Saint Paul_grid | Aleutians | 5 | Internal Combustion Engine | IC | 2021 | AEA PH Assessment |  | 0 | [8 empty] | OS | [6 empty] | Electric Utility |  | DFO | [9 empty] | Caterpillar | 3512
P238 | Saint Paul | AEA-083 |  | Saint Paul Municipal Electric |  |  | 332560 | 339 | 180-0000 | Saint Paul_grid | Aleutians | 6 | Internal Combustion Engine | IC | 2021 | AEA PH Assessment |  | 0.855 | [8 empty] | OP | [6 empty] | Electric Utility |  | DFO | [9 empty] | Caterpillar | 3512
P239 | Seward | AEA-111 | 16955 | Seward, City of | 92 |  |  | 108 | 215-1985 | Railbelt_grid | Railbelt | 3 | Petroleum Liquids | IC | 2021 | EIA860 | S | 2.5 |  | 0.8 | 2.5 | 2.5 | 0.5 | N |  |  | OP | X | 4 | 1975 |  |  | N | Electric Utility | 1 | DFO |  |  |  |  | 1H | N | N | N
P239 | Seward | AEA-111 | 16955 | Seward, City of | 92 |  |  | 108 | 215-1985 | Railbelt_grid | Railbelt | 4 | Petroleum Liquids | IC | 2021 | EIA860 | S | 2.5 |  | 0.8 | 2.5 | 2.5 | 0.5 | N |  |  | OP | X | 3 | 1986 |  |  | N | Electric Utility | 1 | DFO |  |  |  |  | 1H | N | N | N
P239 | Seward | AEA-111 | 16955 | Seward, City of | 92 |  |  | 108 | 215-1985 | Railbelt_grid | Railbelt | 5 | Petroleum Liquids | IC | 2021 | EIA860 | S | 2.5 |  | 0.8 | 2.5 | 2.5 | 0.5 | N |  |  | OP | X | 3 | 1985 |  |  | N | Electric Utility | 1 | DFO |  |  |  |  | 1H | N | N | N
P239 | Seward | AEA-111 | 16955 | Seward, City of | 92 |  |  | 108 | 215-1985 | Railbelt_grid | Railbelt | 6 | Petroleum Liquids | IC | 2021 | EIA860 | S | 2.8 |  | 0.8 | 2.8 | 2.8 | 0.5 | N |  |  | OP | X | 12 | 2000 |  |  | N | Electric Utility | 1 | DFO |  |  |  |  | 1H | N | N | N
P239 | Seward | AEA-111 | 16955 | Seward, City of | 92 |  |  | 108 | 215-1985 | Railbelt_grid | Railbelt | N1 | Petroleum Liquids | IC | 2021 | EIA860 | S | 2.8 |  | 0.8 | 2.8 | 2.8 | 0.5 | N |  |  | OP | X | 7 | 2010 |  |  | N | Electric Utility | 1 | DFO |  |  |  |  | 1H | N | N | N
P239 | Seward | AEA-111 | 16955 | Seward, City of | 92 |  |  | 108 | 215-1985 | Railbelt_grid | Railbelt | N2 | Petroleum Liquids | IC | 2021 | EIA860 | S | 2.5 |  | 0.8 | 2.5 | 2.5 | 0.5 | N |  |  | OP | X | 7 | 2010 |  |  | N | Electric Utility | 1 | DFO |  |  |  |  | 1H | N | N | N
P239 | Seward | AEA-111 | 16955 | Seward, City of | 92 |  |  | 108 | 215-1985 | Railbelt_grid | Railbelt | 1 | Petroleum Liquids | IC | 2021 | EIA860 | S | 1.5 |  |  | 1 | 1.2 |  | N |  |  | RE | X | 4 | 1965 | 9 | 2009 | N | Electric Utility | 1 | DFO | [5 empty] | N
P239 | Seward | AEA-111 | 16955 | Seward, City of | 92 |  |  | 108 | 215-1985 | Railbelt_grid | Railbelt | 2 | Petroleum Liquids | IC | 2021 | EIA860 | S | 1.5 |  |  | 1 | 1.2 |  | N |  |  | RE | X | 4 | 1965 | 9 | 2009 | N | Electric Utility | 1 | DFO | [5 empty] | N
P24 | Klawock Power Generation Station | AEA-005 | 219 | Alaska Power & Telephone Company | 61684 |  |  | 2 | 023-2015 | Prince of Wales Is._grid | Southeast | 1 | Petroleum Liquids | IC | 2021 | EIA860 | S | 2.5 |  | 0.95 | 2.5 | 2.5 | 0.1 | N |  |  | OP | X | 9 | 2017 |  |  | N | Electric Utility | 1 | DFO |  |  |  |  | 10M | N
P240 | Blue Lake Hydro | AEA-130 | 17271 | Sitka, City & Borough of | 93 |  |  | 100 | 219-0000 | Sitka_grid | Southeast | 3 | Conventional Hydroelectric | HY | 2021 | EIA860 | S | 5.3 |  | 0.8 | 5.3 | 5.3 | 1 | N |  |  | OP | X | 10 | 2014 |  |  | N | Electric Utility | 1 | WAT |  |  |  |  | 1H | N
P240 | Blue Lake Hydro | AEA-130 | 17271 | Sitka, City & Borough of | 93 |  |  | 100 | 219-0000 | Sitka_grid | Southeast | 4 | Conventional Hydroelectric | HY | 2021 | EIA860 | S | 5.3 |  | 0.8 | 5.3 | 5.3 | 1 | N |  |  | OP | X | 10 | 2014 |  |  | N | Electric Utility | 1 | WAT |  |  |  |  | 1H | N
P240 | Blue Lake Hydro | AEA-130 | 17271 | Sitka, City & Borough of | 93 |  |  | 100 | 219-0000 | Sitka_grid | Southeast | 5 | Conventional Hydroelectric | HY | 2021 | EIA860 | S | 5.3 |  | 0.8 | 5.3 | 5.3 | 1 | N |  |  | OP | X | 10 | 2014 |  |  | N | Electric Utility | 1 | WAT |  |  |  |  | 1H | N
P240 | Blue Lake Hydro | AEA-130 | 17271 | Sitka, City & Borough of | 93 |  |  | 100 | 219-0000 | Sitka_grid | Southeast | 1 | Conventional Hydroelectric | HY | 2021 | EIA860 | S | 3.5 |  | 0.8 | 3.5 | 3.5 | 1 | N |  |  | RE | X | 6 | 1961 | 8 | 2014 | N | Electric Utility | 1 | WAT |  |  |  |  | 1H | N
P240 | Blue Lake Hydro | AEA-130 | 17271 | Sitka, City & Borough of | 93 |  |  | 100 | 219-0000 | Sitka_grid | Southeast | 2 | Conventional Hydroelectric | HY | 2021 | EIA860 | S | 3.5 |  | 0.8 | 3.5 | 3.5 | 1 | N |  |  | RE | X | 6 | 1961 | 8 | 2014 | N | Electric Utility | 1 | WAT |  |  |  |  | 1H | N
P241 | Green Lake | AEA-130 | 17271 | Sitka, City & Borough of | 313 |  |  | 100 | 219-0000 | Sitka_grid | Southeast | 1 | Conventional Hydroelectric | HY | 2021 | EIA860 | S | 9.3 |  | 0.8 | 9.3 | 9.3 | 4 | N |  |  | OP | X | 4 | 1982 |  |  | N | Electric Utility | 1 | WAT |  |  |  |  | 1H | N
P241 | Green Lake | AEA-130 | 17271 | Sitka, City & Borough of | 313 |  |  | 100 | 219-0000 | Sitka_grid | Southeast | 2 | Conventional Hydroelectric | HY | 2021 | EIA860 | S | 9.3 |  | 0.8 | 9.3 | 9.3 | 4 | N |  |  | OP | X | 10 | 1982 |  |  | N | Electric Utility | 1 | WAT |  |  |  |  | 1H | N
P242 | Jarvis Street | AEA-130 | 17271 | Sitka, City & Borough of | 6801 |  |  | 100 | 219-0000 | Sitka_grid | Southeast | 1 | Petroleum Liquids | IC | 2021 | EIA860 | S | 2 |  | 0.8 | 2 | 2 | 1 | N |  |  | OP | X | 8 | 1979 |  |  | N | Electric Utility | 1 | DFO |  |  |  |  | 1H | N | N
P242 | Jarvis Street | AEA-130 | 17271 | Sitka, City & Borough of | 6801 |  |  | 100 | 219-0000 | Sitka_grid | Southeast | 2 | Petroleum Liquids | IC | 2021 | EIA860 | S | 2.8 |  | 0.8 | 2.8 | 2.8 | 1 | N |  |  | OP | X | 8 | 1979 |  |  | N | Electric Utility | 1 | DFO |  |  |  |  | 1H | N
P242 | Jarvis Street | AEA-130 | 17271 | Sitka, City & Borough of | 6801 |  |  | 100 | 219-0000 | Sitka_grid | Southeast | 3 | Petroleum Liquids | IC | 2021 | EIA860 | S | 2.8 |  | 0.8 | 2.8 | 2.8 | 1 | N |  |  | OP | X | 8 | 1979 |  |  | N | Electric Utility | 1 | DFO |  |  |  |  | 1H | N
P242 | Jarvis Street | AEA-130 | 17271 | Sitka, City & Borough of | 6801 |  |  | 100 | 219-0000 | Sitka_grid | Southeast | 4 | Petroleum Liquids | IC | 2021 | EIA860 | S | 4.5 |  | 0.8 | 4 | 4 | 2.5 | N |  |  | OP | X | 7 | 2002 |  |  | N | Electric Utility | 1 | DFO |  |  |  |  | 1H | N
P242 | Jarvis Street | AEA-130 | 17271 | Sitka, City & Borough of | 6801 |  |  | 100 | 219-0000 | Sitka_grid | Southeast | 5 | Petroleum Liquids | IC | 2021 | EIA860 | S | 13.5 |  | 0.8 | 13.5 | 13.5 | 10 | N |  |  | OP | X | 8 | 2014 |  |  | N | Electric Utility | 1 | DFO |  |  |  |  | 1H | N
P243 | South Fork Hydro (Eagle River) | AEA-152 |  | South Fork Hydro, LLC |  | South Fork Eagle River |  |  | 215-1985 | Railbelt_grid | Railbelt |  | Conventional Hydroelectric | HY |  | AEA |  | 1.2 | [8 empty] | OP |  |  | 2013 |  |  |  | Electric Utility | 1 | WAT |  |  |  | 0
P244 | Tyee Lake Hydroelectric Facility | AEA-124 | 60770 | Southeast Alaska Power Agency | 61166 |  |  |  | 217-2009 | SEAPA_grid | Southeast | UNIT1 | Conventional Hydroelectric | HY | 2021 | EIA860 | S | 11.3 |  | 0.9 | 11.3 | 11.3 | 2 | N |  |  | OP | X | 7 | 1983 |  |  | N | Commercial Non-CHP | 4 | WAT |  |  |  |  | 10M
P244 | Tyee Lake Hydroelectric Facility | AEA-124 | 60770 | Southeast Alaska Power Agency | 61166 |  |  |  | 217-2009 | SEAPA_grid | Southeast | UNIT2 | Conventional Hydroelectric | HY | 2021 | EIA860 | S | 11.3 |  | 0.9 | 11.3 | 11.3 | 2 | N |  |  | OP | X | 7 | 1983 |  |  | N | Commercial Non-CHP | 4 | WAT |  |  |  |  | 10M
P246 | Stevens Village | AEA-081 |  | Stevens Village Ira Council |  |  | 332570 | 709 | 181-0000 | Stevens Village_grid | Yukon-Koyukuk/Upper Tanana | 4 | Internal Combustion Engine | IC | 2021 | AEA PH Assessment |  | 0.037 | [8 empty] | OS |  | 6 | 2019 |  |  |  | Electric Utility |  | DFO | [9 empty] | Kubota | B3800-T
P246 | Stevens Village | AEA-081 |  | Stevens Village Ira Council |  |  | 332570 | 709 | 181-0000 | Stevens Village_grid | Yukon-Koyukuk/Upper Tanana | 1 | Internal Combustion Engine | IC | 2021 | AEA PH Assessment |  | 0.097 | [8 empty] | OP |  | 6 | 2020 |  |  |  | Electric Utility |  | DFO | [9 empty] | John Deere | 4045AFM85
P246 | Stevens Village | AEA-081 |  | Stevens Village Ira Council |  |  | 332570 | 709 | 181-0000 | Stevens Village_grid | Yukon-Koyukuk/Upper Tanana | 2 | Internal Combustion Engine | IC | 2021 | AEA PH Assessment |  | 0.078 | [8 empty] | OP |  | 9 | 2020 |  |  |  | Electric Utility |  | DFO | [9 empty] | John Deere | SE501078
P246 | Stevens Village | AEA-081 |  | Stevens Village Ira Council |  |  | 332570 | 709 | 181-0000 | Stevens Village_grid | Yukon-Koyukuk/Upper Tanana | 3 | Internal Combustion Engine | IC | 2021 | AEA PH Assessment |  | 0.078 | [8 empty] | OP |  | 9 | 2020 |  |  |  | Electric Utility |  | DFO | [9 empty] | John Deere | 4045TFM75
P247 | Takotna | AEA-084 |  | Takotna Community Assoc Inc |  |  | 332580 | 394 | 182-0000 | Takotna_grid | Yukon-Koyukuk/Upper Tanana | 1 | Internal Combustion Engine | IC | 2021 | AEA PH Assessment |  | 0.066 | [8 empty] | OP | [6 empty] | Electric Utility |  | DFO | [9 empty] | John Deere | 4045TF275
P247 | Takotna | AEA-084 |  | Takotna Community Assoc Inc |  |  | 332580 | 394 | 182-0000 | Takotna_grid | Yukon-Koyukuk/Upper Tanana | 2 | Internal Combustion Engine | IC | 2021 | AEA PH Assessment |  | 0.064 | [8 empty] | OP | [6 empty] | Electric Utility |  | DFO | [9 empty] | John Deere | 4039TF002
P247 | Takotna | AEA-084 |  | Takotna Community Assoc Inc |  |  | 332580 | 394 | 182-0000 | Takotna_grid | Yukon-Koyukuk/Upper Tanana | 3 | Internal Combustion Engine | IC | 2021 | AEA PH Assessment |  | 0 | [8 empty] | OS | [6 empty] | Electric Utility |  | DFO | [9 empty] | John Deere | 4045TF275
P247 | Takotna | AEA-084 |  | Takotna Community Assoc Inc |  |  | 332580 | 394 | 182-0000 | Takotna_grid | Yukon-Koyukuk/Upper Tanana | 4 | Internal Combustion Engine | IC | 2021 | AEA PH Assessment |  | 0.037 | [8 empty] | OS | [6 empty] | Electric Utility |  | DFO | [9 empty] | John Deere | 3029TF150
P248 | Port Alsworth | AEA-085 |  | Tanalian Electric Cooperative |  |  | 332590 | 447 | 183-0000 | Port Alsworth_grid | Bristol Bay | 2 | Internal Combustion Engine | IC | 2021 | AEA PH Assessment |  | 0 | [8 empty] | OP |  | 9 | 2016 |  |  |  | Electric Utility |  | DFO | [9 empty] | John Deere | 6090AFM75
P248 | Port Alsworth | AEA-085 |  | Tanalian Electric Cooperative |  |  | 332590 | 447 | 183-0000 | Port Alsworth_grid | Bristol Bay | 1 | Internal Combustion Engine | IC | 2021 | AEA PH Assessment |  | 0.345 | [8 empty] | OP |  | 1 | 2018 |  |  |  | Electric Utility |  | DFO | [9 empty] | John Deere | 6090AFM75
P248 | Port Alsworth | AEA-085 |  | Tanalian Electric Cooperative |  |  | 332590 | 447 | 183-0000 | Port Alsworth_grid | Bristol Bay | 3 | Internal Combustion Engine | IC | 2021 | AEA PH Assessment |  | 0.47 | [8 empty] | OP |  | 7 | 2020 |  |  |  | Electric Utility |  | DFO | [9 empty] | Detroit Diesel 12.7 liter | 6063TK35
P249 | Tanana | AEA-086 |  | Tanana Power Company Inc |  |  | 332600 | 92 | 184-0000 | Tanana_grid | Yukon-Koyukuk/Upper Tanana | 2 | Internal Combustion Engine | IC | 2021 | AEA PH Assessment |  | 0.68 | [8 empty] | OP |  | 6 | 1993 |  |  |  | Electric Utility |  | DFO | [9 empty] | Caterpillar | 3508-DITA
P249 | Tanana | AEA-086 |  | Tanana Power Company Inc |  |  | 332600 | 92 | 184-0000 | Tanana_grid | Yukon-Koyukuk/Upper Tanana | 3 | Internal Combustion Engine | IC | 2021 | AEA PH Assessment |  | 0.43 | [8 empty] | OP |  | 6 | 1993 |  |  |  | Electric Utility |  | DFO | [9 empty] | Caterpillar | 3508 DI
P249 | Tanana | AEA-086 |  | Tanana Power Company Inc |  |  | 332600 | 92 | 184-0000 | Tanana_grid | Yukon-Koyukuk/Upper Tanana | 4 | Internal Combustion Engine | IC | 2021 | AEA PH Assessment |  | 0.175 | [8 empty] | OP |  | 6 | 2017 |  |  |  | Electric Utility |  | DFO | [9 empty] | Detroit Diesel | 6063TK35
P249 | Tanana | AEA-086 |  | Tanana Power Company Inc |  |  | 332600 | 92 | 184-0000 | Tanana_grid | Yukon-Koyukuk/Upper Tanana | 1 | Internal Combustion Engine | IC | 2021 | AEA PH Assessment |  | 0.32 | [8 empty] | OP |  | 6 | 2019 |  |  |  | Electric Utility |  | DFO | [9 empty] | Detroit Diesel | 6063TK35
P25 | Northway | AEA-005 | 219 | Alaska Power & Telephone Company | 7169 |  | 331180 | 2 | 012-0000 | Northway_grid | Yukon-Koyukuk/Upper Tanana | 4 | Petroleum Liquids | IC | 2021 | EIA860 | S | 0.4 |  |  | 0.3 | 0.3 |  | N |  |  | RE | X | 1 | 1980 | 9 | 2001 | N | Electric Utility | 1 | DFO | [5 empty] | N
P25 | Northway | AEA-005 | 219 | Alaska Power & Telephone Company | 7169 |  | 331180 | 2 | 012-0000 | Northway_grid | Yukon-Koyukuk/Upper Tanana | 1 | Internal Combustion Engine | IC | 2021 | AEA PH Assessment |  | 0.424 | [8 empty] | OP |  | 8 | 1996 |  |  |  | Electric Utility |  | DFO | [9 empty] | Caterpillar | 3412
P25 | Northway | AEA-005 | 219 | Alaska Power & Telephone Company | 7169 |  | 331180 | 2 | 012-0000 | Northway_grid | Yukon-Koyukuk/Upper Tanana | 2 | Internal Combustion Engine | IC | 2021 | AEA PH Assessment |  | 0.275 | [8 empty] | OP |  | 11 | 2006 |  |  |  | Electric Utility |  | DFO | [9 empty] | Caterpillar | 3456
P25 | Northway | AEA-005 | 219 | Alaska Power & Telephone Company | 7169 |  | 331180 | 2 | 012-0000 | Northway_grid | Yukon-Koyukuk/Upper Tanana | 3 | Internal Combustion Engine | IC | 2021 | AEA PH Assessment |  | 0.4 | [8 empty] | OP |  | 1 | 2007 |  |  |  | Electric Utility |  | DFO | [9 empty] | Caterpillar | 3456
P252 | Sand Point | AEA-155 |  | TDX Corporation |  |  | 332540 | 749 | 187-0000 | Sand Point_grid | Aleutians | 1 | Internal Combustion Engine | IC | 2021 | AEA PH Assessment |  | 0.9 | [8 empty] | OP | [6 empty] | Electric Utility |  | DFO | [9 empty] | Caterpillar | 3516 DI
P252 | Sand Point | AEA-155 |  | TDX Corporation |  |  | 332540 | 749 | 187-0000 | Sand Point_grid | Aleutians | 2 | Internal Combustion Engine | IC | 2021 | AEA PH Assessment |  | 0.875 | [8 empty] | OP | [6 empty] | Electric Utility |  | DFO | [9 empty] | Caterpillar | 3512 DI
P252 | Sand Point | AEA-155 |  | TDX Corporation |  |  | 332540 | 749 | 187-0000 | Sand Point_grid | Aleutians | 3 | Internal Combustion Engine | IC | 2021 | AEA PH Assessment |  | 0.455 | [8 empty] | OP | [6 empty] | Electric Utility |  | DFO | [9 empty] | Caterpillar | 3456
P252 | Sand Point | AEA-155 |  | TDX Corporation |  |  | 332540 | 749 | 187-0000 | Sand Point_grid | Aleutians | 4 | Internal Combustion Engine | IC | 2021 | AEA PH Assessment |  | 0.65 | [8 empty] | OS | [6 empty] | Electric Utility |  | DFO | [9 empty] | Caterpillar | 3512 DI
P252 | Sand Point | AEA-155 |  | TDX Corporation |  |  | 332540 | 749 | 187-0000 | Sand Point_grid | Aleutians | WT1 | Onshore Wind Turbine | WT | 2021 | EIA860 | S | 0.5 |  | 0.89 | 0.1 | 0.1 | 0.1 | N |  |  | OS | X | 10 | 2011 |  |  | N | Electric Utility | 1 | WND |  |  |  | 1
P252 | Sand Point | AEA-155 |  | TDX Corporation |  |  | 332540 | 749 | 187-0000 | Sand Point_grid | Aleutians | WT2 | Onshore Wind Turbine | WT | 2021 | EIA860 | S | 0.5 |  | 0.89 | 0.3 | 0.3 | 0.3 | N |  |  | OA | X | 10 | 2011 |  |  | N | Electric Utility | 1 | WND |  |  |  | 1
P253 | Manley Hot Springs | AEA-090 |  | TDX Manley Generating LLC |  |  | 332200 | 72 | 188-0000 | Manley Hot Springs_grid | Yukon-Koyukuk/Upper Tanana | 1 | Internal Combustion Engine | IC | 2021 | AEA PH Assessment |  | 0.14 | [8 empty] | OP |  | 6 | 2014 |  |  |  | Electric Utility |  | DFO | [9 empty] | John Deere | F717 CE
P253 | Manley Hot Springs | AEA-090 |  | TDX Manley Generating LLC |  |  | 332200 | 72 | 188-0000 | Manley Hot Springs_grid | Yukon-Koyukuk/Upper Tanana | 2 | Internal Combustion Engine | IC | 2021 | AEA PH Assessment |  | 0.096 | [8 empty] | OP |  | 6 | 2016 |  |  |  | Electric Utility |  | DFO | [9 empty] | John Deere | F867 C/E
P254 | TNSG North Plant | AEA-117 | 19277 | TDX North Slope Generating Company | 58278 |  |  | 227 | 224_0000 | Deadhorse_grid | North Slope | CT1 | Natural Gas Fired Combustion Turbine | GT | 2021 | EIA860 | S | 5.2 |  | 0.8 | 4.5 | 5.8 | 0 | N |  |  | OP | X | 1 | 2008 |  |  | N | Electric Utility | 1 | NG |  |  |  |  | 1H | N | N
P254 | TNSG North Plant | AEA-117 | 19277 | TDX North Slope Generating Company | 58278 |  |  | 227 | 224_0000 | Deadhorse_grid | North Slope | CT2 | Natural Gas Fired Combustion Turbine | GT | 2021 | EIA860 | S | 5.2 |  | 0.8 | 4.5 | 5.8 | 0 | N |  |  | OP | X | 12 | 2009 |  |  | N | Electric Utility | 1 | NG |  |  |  |  | 1H | N | N
P254 | TNSG North Plant | AEA-117 | 19277 | TDX North Slope Generating Company | 58278 |  |  | 227 | 224_0000 | Deadhorse_grid | North Slope | CT3 | Natural Gas Fired Combustion Turbine | GT | 2021 | EIA860 | S | 7.5 |  | 0.8 | 6.9 | 9.5 | 0 | N |  |  | OP | X | 11 | 2014 |  |  | N | Electric Utility | 1 | NG |  |  |  |  | 1H | N | N
P254 | TNSG North Plant | AEA-117 | 19277 | TDX North Slope Generating Company | 58278 |  |  | 227 | 224_0000 | Deadhorse_grid | North Slope | CT4 | Natural Gas Fired Combustion Turbine | GT | 2021 | EIA860 | S | 7.5 |  | 0.8 | 6.9 | 9.5 | 0 | N |  |  | OP | X | 11 | 2014 |  |  | N | Electric Utility | 1 | NG |  |  |  |  | 1H | N | N
P254 | TNSG North Plant | AEA-117 | 19277 | TDX North Slope Generating Company | 58278 |  |  | 227 | 224_0000 | Deadhorse_grid | North Slope | 13 | Petroleum Liquids | IC | 2021 | EIA860 | S | 0.3 |  | 0.8 | 0.3 | 0.3 | 0 | N |  |  | OP | X | 10 | 2010 |  |  | N | Electric Utility | 1 | DFO |  |  |  |  | 10M | N | N
P255 | TNSG South Plant | AEA-117 | 19277 | TDX North Slope Generating Company | 58117 |  |  | 227 | 224_0000 | Deadhorse_grid | North Slope | 1A | Natural Gas Internal Combustion Engine | IC | 2021 | EIA860 | S | 1.4 |  | 0.8 | 1.3 | 1.3 | 0 | N |  |  | OP | X | 9 | 2006 |  |  | N | Electric Utility | 1 | NG |  |  |  |  | 10M | N | N | N
P255 | TNSG South Plant | AEA-117 | 19277 | TDX North Slope Generating Company | 58117 |  |  | 227 | 224_0000 | Deadhorse_grid | North Slope | 2 | Natural Gas Internal Combustion Engine | IC | 2021 | EIA860 | S | 0.8 |  | 0.8 | 0.8 | 0.8 | 0 | N |  |  | OP | X | 1 | 1992 |  |  | N | Electric Utility | 1 | NG |  |  |  |  | 10M | N | N | N
P255 | TNSG South Plant | AEA-117 | 19277 | TDX North Slope Generating Company | 58117 |  |  | 227 | 224_0000 | Deadhorse_grid | North Slope | 3 | Natural Gas Internal Combustion Engine | IC | 2021 | EIA860 | S | 0.8 |  | 0.8 | 0.8 | 0.8 | 0 | N |  |  | OP | X | 1 | 1992 |  |  | N | Electric Utility | 1 | NG |  |  |  |  | 10M | N | N | N
P255 | TNSG South Plant | AEA-117 | 19277 | TDX North Slope Generating Company | 58117 |  |  | 227 | 224_0000 | Deadhorse_grid | North Slope | 4A | Natural Gas Internal Combustion Engine | IC | 2021 | EIA860 | S | 1.4 |  | 0.8 | 1.3 | 1.3 | 0 | N |  |  | OP | X | 9 | 2006 |  |  | N | Electric Utility | 1 | NG |  |  |  |  | 10M | N | N | N
P255 | TNSG South Plant | AEA-117 | 19277 | TDX North Slope Generating Company | 58117 |  |  | 227 | 224_0000 | Deadhorse_grid | North Slope | 6 | Natural Gas Internal Combustion Engine | IC | 2021 | EIA860 | S | 3.4 |  | 0.8 | 3 | 3 | 0 | N |  |  | OP | X | 10 | 2003 |  |  | N | Electric Utility | 1 | NG |  |  |  |  | 1H | N | N | N
P255 | TNSG South Plant | AEA-117 | 19277 | TDX North Slope Generating Company | 58117 |  |  | 227 | 224_0000 | Deadhorse_grid | North Slope | 12 | Natural Gas Internal Combustion Engine | IC | 2021 | EIA860 | S | 0.6 |  | 0.8 | 0.6 | 0.6 | 0.2 | N |  |  | RE | X | 8 | 2010 | 1 | 2012 | N | Electric Utility | 1 | NG |  |  |  |  | 10M | N | N | N
P256 | Tenakee Springs | AEA-092 |  | Tenakee Springs, City of |  | Indian River | 332630 | 363 | 189-0000 | Tenakee Springs_grid | Southeast |  | Conventional Hydroelectric | HY |  | AEA |  | 0.18 | [8 empty] | OP |  | 6 | 2020 |  |  |  | Electric Utility | 1 | WAT |  |  |  | 0 |  |  |  |  | Is this operational?
P256 | Tenakee Springs | AEA-092 |  | Tenakee Springs, City of |  |  | 332630 | 363 | 189-0000 | Tenakee Springs_grid | Southeast | 1 | Internal Combustion Engine | IC | 2021 | AEA PH Assessment |  | 0.088 | [8 empty] | OP | [6 empty] | Electric Utility |  | DFO | [9 empty] | John Deere | PE6068TF150
P256 | Tenakee Springs | AEA-092 |  | Tenakee Springs, City of |  |  | 332630 | 363 | 189-0000 | Tenakee Springs_grid | Southeast | 2 | Internal Combustion Engine | IC | 2021 | AEA PH Assessment |  | 0.088 | [8 empty] | OP | [6 empty] | Electric Utility |  | DFO | [9 empty] | John Deere | PE6068TF150
P256 | Tenakee Springs | AEA-092 |  | Tenakee Springs, City of |  |  | 332630 | 363 | 189-0000 | Tenakee Springs_grid | Southeast | 3 | Internal Combustion Engine | IC | 2021 | AEA PH Assessment |  | 0.064 | [8 empty] | OP | [6 empty] | Electric Utility |  | DFO | [9 empty] | John Deere | PE4045TF150
P257 | Tesoro Kenai Cogeneration Plant | AEA-125 | 18617 | Tesoro Alaska Company | 52184 |  |  |  | 215-1985 | Railbelt_grid | Railbelt | GEN1 | Natural Gas Fired Combustion Turbine | GT | 2021 | EIA860 | S | 4.3 |  | 0.8 | 4.2 | 4.7 | 0.4 | N |  |  | OP | X | 11 | 1988 |  |  | Y | Industrial CHP | 7 | NG | DFO | NG |  |  | 10M | Y | N | Y
P257 | Tesoro Kenai Cogeneration Plant | AEA-125 | 18617 | Tesoro Alaska Company | 52184 |  |  |  | 215-1985 | Railbelt_grid | Railbelt | GEN2 | Natural Gas Fired Combustion Turbine | GT | 2021 | EIA860 | S | 4.3 |  | 0.8 | 4.2 | 4.7 | 0.4 | N |  |  | OP | X | 11 | 1988 |  |  | Y | Industrial CHP | 7 | NG | DFO | NG |  | 0 | 10M | Y | N | Y
P258 | Tuluksak | AEA-093 |  | Tuluksak Traditional |  |  | 332710 | 664 | 190-0000 | Tuluksak_grid | Lower Yukon-Kuskokwim | 1 | Internal Combustion Engine | IC | 2021 | AEA PH Assessment |  | 0.15 | [8 empty] | OP | [6 empty] | Electric Utility |  | DFO | [9 empty] | John Deere | 6068afm75
P258 | Tuluksak | AEA-093 |  | Tuluksak Traditional |  |  | 332710 | 664 | 190-0000 | Tuluksak_grid | Lower Yukon-Kuskokwim | 2 | Internal Combustion Engine | IC | 2021 | AEA PH Assessment |  | 0.15 | [8 empty] | OS | [6 empty] | Electric Utility |  | DFO | [9 empty] | John Deere | 6068afm85
P258 | Tuluksak | AEA-093 |  | Tuluksak Traditional |  |  | 332710 | 664 | 190-0000 | Tuluksak_grid | Lower Yukon-Kuskokwim | 3 | Internal Combustion Engine | IC | 2021 | AEA PH Assessment |  | 0.15 | [8 empty] | OP | [6 empty] | Electric Utility |  | DFO | [9 empty] | John Deere | 6068afm85
P259 | Tuntutuliak | AEA-094 |  | Tuntutuliak Community |  |  | 332720 | 344 | 191-0000 | Tuntutuliak_grid | Lower Yukon-Kuskokwim |  | Batteries | BA |  |  |  | 0.295 | 0.135 | [7 empty] | OP |  |  | 2014 | [5 empty] | MWH | [8 empty] | Installed? Operational?
P259 | Tuntutuliak | AEA-094 |  | Tuntutuliak Community |  |  | 332720 | 344 | 191-0000 | Tuntutuliak_grid | Lower Yukon-Kuskokwim | 1 | Internal Combustion Engine | IC | 2021 | AEA PH Assessment |  | 0.275 | [8 empty] | OP | [6 empty] | Electric Utility |  | DFO | [9 empty] | John Deere | 6090AFM75
P259 | Tuntutuliak | AEA-094 |  | Tuntutuliak Community |  |  | 332720 | 344 | 191-0000 | Tuntutuliak_grid | Lower Yukon-Kuskokwim | 2 | Internal Combustion Engine | IC | 2021 | AEA PH Assessment |  | 0.3 | [8 empty] | OP | [6 empty] | Electric Utility |  | DFO | [9 empty] | John Deere | 6090AFM75
P259 | Tuntutuliak | AEA-094 |  | Tuntutuliak Community |  |  | 332720 | 344 | 191-0000 | Tuntutuliak_grid | Lower Yukon-Kuskokwim | 1 | Internal Combustion Engine | IC | 2021 | AEA PH Assessment |  | 0.275 | [8 empty] | OP | [6 empty] | Electric Utility |  | DFO | [9 empty] | John Deere | 6090AFM75
P259 | Tuntutuliak | AEA-094 |  | Tuntutuliak Community |  |  | 332720 | 344 | 191-0000 | Tuntutuliak_grid | Lower Yukon-Kuskokwim | 2 | Internal Combustion Engine | IC | 2021 | AEA PH Assessment |  | 0.3 | [8 empty] | OP | [6 empty] | Electric Utility |  | DFO | [9 empty] | John Deere | 6090AFM75
P259 | Tuntutuliak | AEA-094 |  | Tuntutuliak Community |  |  | 332720 | 344 | 191-0000 | Tuntutuliak_grid | Lower Yukon-Kuskokwim | 3 | Internal Combustion Engine | IC | 2021 | AEA PH Assessment |  | 0.22 | [8 empty] | OP | [6 empty] | Electric Utility |  | DFO | [9 empty] | John Deere | 6090AFM75
P259 | Tuntutuliak | AEA-094 |  | Tuntutuliak Community |  |  | 332720 | 344 | 191-0000 | Tuntutuliak_grid | Lower Yukon-Kuskokwim | 4 | Internal Combustion Engine | IC | 2021 | AEA PH Assessment |  | 0.325 | [8 empty] | OP |  | 10 | 2021 |  |  |  | Electric Utility |  | DFO | [9 empty] | John Deere | 6125HF070 (AFM75 Converted)
P259 | Tuntutuliak | AEA-094 |  | Tuntutuliak Community |  |  | 332720 | 344 | 191-0000 | Tuntutuliak_grid | Lower Yukon-Kuskokwim |  | Onshore Wind Turbine | WT |  | AEA |  | 0.475 | [8 empty] | OP |  | 1 | 2013 |  |  |  | Electric Utility | 1 | WND |  |  |  | 5
P26 | Skagway | AEA-005 | 219 | Alaska Power & Telephone Company | 66 |  | 331190 | 2 | 032-1998 | UpperLynnCanal_grid | Southeast | 1 | Conventional Hydroelectric | HY | 2021 | EIA860 | S | 0.4 |  | 0.8 | 0.4 | 0.4 | 0 | N |  |  | OP | X | 7 | 1957 |  |  | N | Electric Utility | 1 | WAT |  |  |  |  | 1H | N
P26 | Skagway | AEA-005 | 219 | Alaska Power & Telephone Company | 66 |  | 331190 | 2 | 032-1998 | UpperLynnCanal_grid | Southeast | 2 | Conventional Hydroelectric | HY | 2021 | EIA860 | S | 0.1 |  | 0.8 | 0.1 | 0.1 | 0 | N |  |  | OP | X | 7 | 1909 |  |  | N | Electric Utility | 1 | WAT |  |  |  |  | 1H | N
P26 | Skagway | AEA-005 | 219 | Alaska Power & Telephone Company | 66 |  | 331190 | 2 | 032-1998 | UpperLynnCanal_grid | Southeast | 3 | Conventional Hydroelectric | HY | 2021 | EIA860 | S | 0.3 |  | 0.8 | 0.3 | 0.3 | 0 | N |  |  | OP | X | 7 | 1981 |  |  | N | Electric Utility | 1 | WAT |  |  |  |  | 1H | N
P26 | Skagway | AEA-005 | 219 | Alaska Power & Telephone Company | 66 |  | 331190 | 2 | 032-1998 | UpperLynnCanal_grid | Southeast | 4 | Conventional Hydroelectric | HY | 2021 | EIA860 | S | 0.2 |  | 0.8 | 0.2 | 0.2 | 0 | N |  |  | OP | X | 7 | 1987 |  |  | N | Electric Utility | 1 | WAT |  |  |  |  | 1H | N
P26 | Skagway | AEA-005 | 219 | Alaska Power & Telephone Company | 66 |  | 331190 | 2 | 032-1998 | UpperLynnCanal_grid | Southeast | 1 | Internal Combustion Engine | IC | 2021 | AEA PH Assessment |  | 0.855 | [8 empty] | OP | [6 empty] | Electric Utility |  | DFO | [9 empty] | Caterpillar | 3512 STD
P26 | Skagway | AEA-005 | 219 | Alaska Power & Telephone Company | 66 |  | 331190 | 2 | 032-1998 | UpperLynnCanal_grid | Southeast | 2 | Internal Combustion Engine | IC | 2021 | AEA PH Assessment |  | 1.1 | [8 empty] | OP | [6 empty] | Electric Utility |  | DFO | [9 empty] | Caterpillar | 3516
P26 | Skagway | AEA-005 | 219 | Alaska Power & Telephone Company | 66 |  | 331190 | 2 | 032-1998 | UpperLynnCanal_grid | Southeast | 3 | Internal Combustion Engine | IC | 2021 | AEA PH Assessment |  | 0.5 | [8 empty] | OS | [6 empty] | Electric Utility |  | DFO | [9 empty] | Cummins | K1A38/62
P26 | Skagway | AEA-005 | 219 | Alaska Power & Telephone Company | 66 |  | 331190 | 2 | 032-1998 | UpperLynnCanal_grid | Southeast | 4 | Internal Combustion Engine | IC | 2021 | AEA PH Assessment |  | 0.93 | [8 empty] | OP | [6 empty] | Electric Utility |  | DFO | [9 empty] | Caterpillar | 3516
P260 | Twin Hills | AEA-095 |  | Twin Hills Village Council |  |  | 332730 | 729 | 192-0000 | Twin Hills_grid | Bristol Bay | 1 | Internal Combustion Engine | IC | 2021 | AEA PH Assessment |  | 0.213 | [8 empty] | OP | [6 empty] | Electric Utility |  | DFO | [9 empty] | John Deere | SE500865
P260 | Twin Hills | AEA-095 |  | Twin Hills Village Council |  |  | 332730 | 729 | 192-0000 | Twin Hills_grid | Bristol Bay | 2 | Internal Combustion Engine | IC | 2021 | AEA PH Assessment |  | 0.128 | [8 empty] | UNK | [6 empty] | Electric Utility |  | DFO | [9 empty] | John Deere | 6068HF285K,L
P261 | Nikolski | AEA-096 |  | Umnak Power Company |  |  | 332740 | 242 | 193-0000 | Nikolski_grid | Aleutians |  | Onshore Wind Turbine | WT |  | AEA |  | 0.065 | [10 empty] | 12 | 2011 |  |  |  | Electric Utility | 1 | WND |  |  |  | 1 |  |  |  |  | REF grant? Or closed?
P262 | Unalakleet | AEA-098 | 40548 | Unalakleet Valley Electric Cooperative | 6299 |  | 332850 | 741 | 194-0000 | Unalakleet_grid | Bering Straits | 1 | Petroleum Liquids | IC | 2021 | EIA860 | S | 0.4 |  |  | 0.3 | 0.3 |  | N |  |  | RE | X | 10 | 1965 | 5 | 2010 | N | Electric Utility | 1 | DFO | [5 empty] | N
P262 | Unalakleet | AEA-098 | 40548 | Unalakleet Valley Electric Cooperative | 6299 |  | 332850 | 741 | 194-0000 | Unalakleet_grid | Bering Straits | 2 | Petroleum Liquids | IC | 2021 | EIA860 | S | 0.4 |  |  | 0.5 | 0.5 |  | N |  |  | RE | X | 5 | 1982 | 5 | 2010 | N | Electric Utility | 1 | DFO | [5 empty] | N
P262 | Unalakleet | AEA-098 | 40548 | Unalakleet Valley Electric Cooperative | 6299 |  | 332850 | 741 | 194-0000 | Unalakleet_grid | Bering Straits | 3 | Petroleum Liquids | IC | 2021 | EIA860 | S | 0.4 |  |  | 0.4 | 0.4 |  | N |  |  | RE | X | 3 | 1983 | 5 | 2010 | N | Electric Utility | 1 | DFO | [5 empty] | N
P262 | Unalakleet | AEA-098 | 40548 | Unalakleet Valley Electric Cooperative | 6299 |  | 332850 | 741 | 194-0000 | Unalakleet_grid | Bering Straits | 4 | Petroleum Liquids | IC | 2021 | EIA860 | S | 0.4 |  |  | 0.4 | 0.4 |  | N |  |  | RE | X | 3 | 1983 | 5 | 2010 | N | Electric Utility | 1 | DFO
P262 | Unalakleet | AEA-098 | 40548 | Unalakleet Valley Electric Cooperative | 6299 |  | 332850 | 741 | 194-0000 | Unalakleet_grid | Bering Straits | 1 | Internal Combustion Engine | IC | 2021 | AEA PH Assessment |  | 0.475 | [8 empty] | OP |  | 6 | 2007 |  |  |  | Electric Utility |  | DFO | [9 empty] | Caterpillar | 3456
P262 | Unalakleet | AEA-098 | 40548 | Unalakleet Valley Electric Cooperative | 6299 |  | 332850 | 741 | 194-0000 | Unalakleet_grid | Bering Straits | 2 | Internal Combustion Engine | IC | 2021 | AEA PH Assessment |  | 0.475 | [8 empty] | OP |  | 6 | 2007 |  |  |  | Electric Utility |  | DFO | [9 empty] | Caterpillar | 3456
P262 | Unalakleet | AEA-098 | 40548 | Unalakleet Valley Electric Cooperative | 6299 |  | 332850 | 741 | 194-0000 | Unalakleet_grid | Bering Straits | 3 | Internal Combustion Engine | IC | 2021 | AEA PH Assessment |  | 0.475 | [8 empty] | OS |  | 6 | 2007 |  |  |  | Electric Utility |  | DFO | [9 empty] | Caterpillar | 3456
P262 | Unalakleet | AEA-098 | 40548 | Unalakleet Valley Electric Cooperative | 6299 |  | 332850 | 741 | 194-0000 | Unalakleet_grid | Bering Straits | 4 | Internal Combustion Engine | IC | 2021 | AEA PH Assessment |  | 0.475 | [8 empty] | OP |  | 6 | 2007 |  |  |  | Electric Utility |  | DFO | [9 empty] | Caterpillar | 3456
P262 | Unalakleet | AEA-098 | 40548 | Unalakleet Valley Electric Cooperative | 6299 |  | 332850 | 741 | 194-0000 | Unalakleet_grid | Bering Straits |  | Onshore Wind Turbine | WT |  | AEA |  | 0.6 | [8 empty] | OP |  | 11 | 2009 |  |  |  | Electric Utility | 1 | WND |  |  |  | 6
P263 | Dutch Harbor | AEA-097 | 19454 | Unalaska, City of | 7502 |  |  | 106 | 195-0000 | Unalaska_grid | Aleutians | 10 | Petroleum Liquids | IC | 2021 | EIA860 | S | 5.2 |  | 0.8 | 4.4 | 4.4 | 3.1 | N |  |  | OP | X | 11 | 2010 |  |  | N | Electric Utility | 1 | DFO |  |  |  |  | 12H | N | N | N
P263 | Dutch Harbor | AEA-097 | 19454 | Unalaska, City of | 7502 |  |  | 106 | 195-0000 | Unalaska_grid | Aleutians | 11 | Petroleum Liquids | IC | 2021 | EIA860 | S | 5.2 |  | 0.8 | 4.4 | 4.4 | 3.1 | N |  |  | OP | X | 11 | 2010 |  |  | N | Electric Utility | 1 | DFO |  |  |  |  | 12H | N | N | N
P263 | Dutch Harbor | AEA-097 | 19454 | Unalaska, City of | 7502 |  |  | 106 | 195-0000 | Unalaska_grid | Aleutians | 12 | Petroleum Liquids | IC | 2021 | EIA860 | S | 4.4 |  | 0.8 | 3.7 | 3.7 | 2.6 | N |  |  | OP | X | 4 | 2015 |  |  | N | Electric Utility | 1 | DFO |  |  |  |  | 12H | N | N | N
P263 | Dutch Harbor | AEA-097 | 19454 | Unalaska, City of | 7502 |  |  | 106 | 195-0000 | Unalaska_grid | Aleutians | 13 | Petroleum Liquids | IC | 2021 | EIA860 | S | 4.4 |  | 0.8 | 3.7 | 3.7 | 2.6 | N |  |  | OP | X | 12 | 2011 |  |  | N | Electric Utility | 1 | DFO |  |  |  |  | 12H | N | N | N
P263 | Dutch Harbor | AEA-097 | 19454 | Unalaska, City of | 7502 |  |  | 106 | 195-0000 | Unalaska_grid | Aleutians | 15 | Petroleum Liquids | IC | 2021 | EIA860 | S | 0.3 |  | 0.8 | 0.2 | 0.2 | 0.2 | N |  |  | SB | Y | 11 | 2010 |  |  | N | Electric Utility | 1 | DFO |  |  |  |  | 1H | N |  | N
P263 | Dutch Harbor | AEA-097 | 19454 | Unalaska, City of | 7502 |  |  | 106 | 195-0000 | Unalaska_grid | Aleutians | 8 | Petroleum Liquids | IC | 2021 | EIA860 | S | 1.2 |  | 0.8 | 1 | 1 | 0.6 | N |  |  | OP | X | 11 | 1989 |  |  | N | Electric Utility | 1 | DFO |  |  |  |  | 1H | N | N | N
P263 | Dutch Harbor | AEA-097 | 19454 | Unalaska, City of | 7502 |  |  | 106 | 195-0000 | Unalaska_grid | Aleutians | 9 | Petroleum Liquids | IC | 2021 | EIA860 | S | 1.2 |  | 0.8 | 1 | 1 | 0.6 | N |  |  | OP | X | 5 | 1994 |  |  | N | Electric Utility | 1 | DFO |  |  |  |  | 1H | N | N
P263 | Dutch Harbor | AEA-097 | 19454 | Unalaska, City of | 7502 |  |  | 106 | 195-0000 | Unalaska_grid | Aleutians | 1 | Petroleum Liquids | IC | 2021 | EIA860 | S | 0.3 |  |  | 0.3 | 0.3 |  | N |  |  | RE | X | 10 | 1985 | 7 | 2011 | N | Electric Utility | 1 | DFO
P263 | Dutch Harbor | AEA-097 | 19454 | Unalaska, City of | 7502 |  |  | 106 | 195-0000 | Unalaska_grid | Aleutians | 2 | Petroleum Liquids | IC | 2021 | EIA860 | S | 0.3 |  |  | 0.3 | 0.3 |  | N |  |  | RE | X | 3 | 1987 | 7 | 2011 | N | Electric Utility | 1 | DFO
P263 | Dutch Harbor | AEA-097 | 19454 | Unalaska, City of | 7502 |  |  | 106 | 195-0000 | Unalaska_grid | Aleutians | 3 | Petroleum Liquids | IC | 2021 | EIA860 | S | 0.6 |  |  | 0.5 | 0.5 |  | N |  |  | RE | X | 10 | 1986 | 7 | 2011 | N | Electric Utility | 1 | DFO
P263 | Dutch Harbor | AEA-097 | 19454 | Unalaska, City of | 7502 |  |  | 106 | 195-0000 | Unalaska_grid | Aleutians | 4 | Petroleum Liquids | IC | 2021 | EIA860 | S | 0.9 |  |  | 0.7 | 0.7 |  | N |  |  | RE | X | 10 | 1986 | 7 | 2011 | N | Electric Utility | 1 | DFO |  |  |  |  | 1H
P263 | Dutch Harbor | AEA-097 | 19454 | Unalaska, City of | 7502 |  |  | 106 | 195-0000 | Unalaska_grid | Aleutians | 5 | Petroleum Liquids | IC | 2021 | EIA860 | S | 0.6 |  |  | 0.5 | 0.5 |  | N |  |  | RE | X | 10 | 1985 | 7 | 2011 | N | Electric Utility | 1 | DFO |  |  |  |  | 1H
P263 | Dutch Harbor | AEA-097 | 19454 | Unalaska, City of | 7502 |  |  | 106 | 195-0000 | Unalaska_grid | Aleutians | 6 | Petroleum Liquids | IC | 2021 | EIA860 | S | 1.4 |  |  | 1.2 | 1.2 |  | N |  |  | RE | X | 10 | 1985 | 7 | 2011 | N | Electric Utility | 1 | DFO |  |  |  |  | 1H
P264 | Unalaska Power Module | AEA-097 | 19454 | Unalaska, City of | 7503 |  |  | 106 | 195-0000 | Unalaska_grid | Aleutians |  | ORC | BT |  | City of Unalaska |  | 0.15 | [8 empty] | OP |  | 10 | 2014 | [5 empty] | WH | [8 empty] | ORC
P264 | Unalaska Power Module | AEA-097 | 19454 | Unalaska, City of | 7503 |  |  | 106 | 195-0000 | Unalaska_grid | Aleutians | 7 | Petroleum Liquids | IC | 2021 | EIA860 | S | 1.1 |  | 0.8 | 0.8 | 0.8 | 0.6 | N |  |  | OP | X | 11 | 1993 |  |  | N | Electric Utility | 1 | DFO |  |  |  |  | 1H | N
P265 | Newtok | AEA-099 |  | Ungusraq Power Company |  |  | 332870 | 375 | 196-0000 | Newtok_grid | Lower Yukon-Kuskokwim | 1 | Internal Combustion Engine | IC | 2021 | AEA PH Assessment |  | 0.15 | [8 empty] | OS | [6 empty] | Electric Utility |  | DFO | [9 empty] | John Deere | 6068AFM75
P265 | Newtok | AEA-099 |  | Ungusraq Power Company |  |  | 332870 | 375 | 196-0000 | Newtok_grid | Lower Yukon-Kuskokwim | 2 | Internal Combustion Engine | IC | 2021 | AEA PH Assessment |  | 0.229 | [8 empty] | OP | [6 empty] | Electric Utility |  | DFO | [9 empty] | John Deere | 6081AFM75
P266 | Unisea G 2 | AEA-126 | 19553 | Unisea Inc | 54422 |  |  |  | 195-0000 | Unalaska_grid | Aleutians | CAT4 | Petroleum Liquids | IC | 2021 | EIA860 | S | 1 |  | 0.9 | 1 | 1 | 0.3 | N |  |  | OP | X | 5 | 2012 |  |  | N | Industrial Non-CHP | 6 | DFO |  |  |  |  | 10M | N | N | N
P266 | Unisea G 2 | AEA-126 | 19553 | Unisea Inc | 54422 |  |  |  | 195-0000 | Unalaska_grid | Aleutians | CAT5 | Petroleum Liquids | IC | 2021 | EIA860 | S | 1 |  | 0.9 | 1 | 1 | 0.3 | N |  |  | OP | X | 5 | 2012 |  |  | N | Industrial Non-CHP | 6 | DFO |  |  |  |  | 10M | N | N | N
P266 | Unisea G 2 | AEA-126 | 19553 | Unisea Inc | 54422 |  |  |  | 195-0000 | Unalaska_grid | Aleutians | GEN1 | Petroleum Liquids | IC | 2021 | EIA860 | S | 2.5 |  | 0.8 | 2.2 | 2.2 | 1.5 | N |  |  | OP | X | 8 | 1990 |  |  | N | Industrial Non-CHP | 6 | DFO | OBL |  |  |  | 10M | Y | Y | N
P266 | Unisea G 2 | AEA-126 | 19553 | Unisea Inc | 54422 |  |  |  | 195-0000 | Unalaska_grid | Aleutians | GEN2 | Petroleum Liquids | IC | 2021 | EIA860 | S | 2.6 |  | 0.8 | 2.3 | 2.3 | 1.5 | N |  |  | OP | X | 8 | 1990 |  |  | N | Industrial Non-CHP | 6 | DFO | OBL |  |  |  | 10M | Y | Y | N
P266 | Unisea G 2 | AEA-126 | 19553 | Unisea Inc | 54422 |  |  |  | 195-0000 | Unalaska_grid | Aleutians | GEN3 | Petroleum Liquids | IC | 2021 | EIA860 | S | 2.7 |  | 0.8 | 2.3 | 2.3 | 1.5 | N |  |  | OP | X | 8 | 1990 |  |  | N | Industrial Non-CHP | 6 | DFO | OBL |  |  |  | 10M | Y | Y | N
P266 | Unisea G 2 | AEA-126 | 19553 | Unisea Inc | 54422 |  |  |  | 195-0000 | Unalaska_grid | Aleutians | GEN4 | Petroleum Liquids | IC | 2021 | EIA860 | S | 2.5 |  | 0.8 | 2.2 | 2.2 | 1.5 | N |  |  | OP | X | 8 | 1990 |  |  | N | Industrial Non-CHP | 6 | DFO | OBL |  |  |  | 10M | Y | Y | N
P266 | Unisea G 2 | AEA-126 | 19553 | Unisea Inc | 54422 |  |  |  | 195-0000 | Unalaska_grid | Aleutians | GEN5 | Petroleum Liquids | IC | 2021 | EIA860 | S | 2.7 |  | 0.8 | 2.3 | 2.3 | 1.5 | N |  |  | OP | X | 8 | 1990 |  |  | N | Industrial Non-CHP | 6 | DFO | OBL |  |  |  | 10M | Y | Y | N
P266 | Unisea G 2 | AEA-126 | 19553 | Unisea Inc | 54422 |  |  |  | 195-0000 | Unalaska_grid | Aleutians | GEN6 | Petroleum Liquids | IC | 2021 | EIA860 | S | 2.5 |  | 0.8 | 2.2 | 2.2 | 1.5 | N |  |  | OP | X | 8 | 1990 |  |  | N | Industrial Non-CHP | 6 | DFO | OBL |  |  |  | 10M | Y | Y | N
P266 | Unisea G 2 | AEA-126 | 19553 | Unisea Inc | 54422 |  |  |  | 195-0000 | Unalaska_grid | Aleutians | CAT1 | Petroleum Liquids | IC | 2021 | EIA860 | S | 0.8 |  |  | 0.8 | 0.8 | 0.3 | N |  |  | RE | X | 2 | 1979 | 7 | 2011 | N | Industrial Non-CHP | 6 | DFO |  |  |  |  | 1H
P266 | Unisea G 2 | AEA-126 | 19553 | Unisea Inc | 54422 |  |  |  | 195-0000 | Unalaska_grid | Aleutians | CAT2 | Petroleum Liquids | IC | 2021 | EIA860 | S | 0.9 |  |  | 0.9 | 0.9 | 0.3 | N |  |  | RE | X | 5 | 1973 | 7 | 2011 | N | Industrial Non-CHP | 6 | DFO |  |  |  |  | 1H
P267 | University of Alaska Fairbanks | AEA-127 | 19511 | University of Alaska | 50711 |  |  | 452 | 215-1985 | Railbelt_grid | Railbelt | GEN4 | Petroleum Liquids | IC | 2021 | EIA860 | S | 9.6 |  | 0.8 | 9.6 | 9.6 | 2 | N |  |  | SB | Y | 8 | 2000 |  |  | Y | Commercial CHP | 5 | DFO |  |  |  |  | 12H | N | N | N
P267 | University of Alaska Fairbanks | AEA-127 | 19511 | University of Alaska | 50711 |  |  | 452 | 215-1985 | Railbelt_grid | Railbelt | GEN1 | Conventional Steam Coal | ST | 2021 | EIA860 | S | 1.5 |  | 0.8 | 0.5 | 1.4 | 0.2 | N |  |  | OS | X | 1 | 1964 |  |  | Y | Commercial CHP | 5 | SUB | DFO | NG | DFO |  | 12H | Y | N | N
P267 | University of Alaska Fairbanks | AEA-127 | 19511 | University of Alaska | 50711 |  |  | 452 | 215-1985 | Railbelt_grid | Railbelt | GEN2 | Conventional Steam Coal | ST | 2021 | EIA860 | S | 1.5 |  | 0.8 | 0.5 | 1.4 | 0.2 | N |  |  | OS | X | 1 | 1964 |  |  | Y | Commercial CHP | 5 | SUB | DFO | NG | DFO |  | 12H | Y | N | N
P267 | University of Alaska Fairbanks | AEA-127 | 19511 | University of Alaska | 50711 |  |  | 452 | 215-1985 | Railbelt_grid | Railbelt | GEN3 | Conventional Steam Coal | ST | 2021 | EIA860 | S | 10 |  | 0.85 | 8.1 | 10 | 2.5 | N |  |  | OA | X | 4 | 1981 |  |  | Y | Commercial CHP | 5 | SUB | DFO | NG | DFO |  | 12H | Y | N | N
P267 | University of Alaska Fairbanks | AEA-127 | 19511 | University of Alaska | 50711 |  |  | 452 | 215-1985 | Railbelt_grid | Railbelt | GEN5 | Conventional Steam Coal | ST | 2021 | EIA860 | S | 17 |  | 0.94 | 17 | 17 | 4 | N |  |  | OP | X | 2 | 2020 |  |  | Y | Commercial CHP | 5 | SUB | DFO | NG | DFO |  | 12H | Y | Y | N
P268 | Eielson AFB Central Heat & Power Plant | AEA-120 | 22199 | US Air Force Eielson AFB | 50392 |  |  |  | 215-1985 | Railbelt_grid | Railbelt | DG01 | Petroleum Liquids | IC | 2021 | EIA860 | S | 1.5 |  | 0.8 | 1.4 | 1.4 | 0.3 | N |  |  | SB | Y | 11 | 1998 |  |  | N | Commercial CHP | 5 | DFO |  |  |  |  | 10M | N | N | N
P268 | Eielson AFB Central Heat & Power Plant | AEA-120 | 22199 | US Air Force Eielson AFB | 50392 |  |  |  | 215-1985 | Railbelt_grid | Railbelt | DG02 | Petroleum Liquids | IC | 2021 | EIA860 | S | 1.5 |  | 0.8 | 1.4 | 1.4 | 0.3 | N |  |  | SB | Y | 11 | 1998 |  |  | N | Commercial CHP | 5 | DFO |  |  |  |  | 10M | N | N | N
P268 | Eielson AFB Central Heat & Power Plant | AEA-120 | 22199 | US Air Force Eielson AFB | 50392 |  |  |  | 215-1985 | Railbelt_grid | Railbelt | DG03 | Petroleum Liquids | IC | 2021 | EIA860 | S | 1.5 |  | 0.8 | 1.4 | 1.4 | 0.3 | N |  |  | SB | Y | 11 | 1998 |  |  | N | Commercial CHP | 5 | DFO |  |  |  |  | 10M | N | N | N
P268 | Eielson AFB Central Heat & Power Plant | AEA-120 | 22199 | US Air Force Eielson AFB | 50392 |  |  |  | 215-1985 | Railbelt_grid | Railbelt | DG04 | Petroleum Liquids | IC | 2021 | EIA860 | S | 1.5 |  | 0.8 | 1.4 | 1.4 | 0.3 | N |  |  | SB | Y | 11 | 1998 |  |  | N | Commercial CHP | 5 | DFO |  |  |  |  | 10M | N |  | N
P268 | Eielson AFB Central Heat & Power Plant | AEA-120 | 22199 | US Air Force Eielson AFB | 50392 |  |  |  | 215-1985 | Railbelt_grid | Railbelt | TG1 | Conventional Steam Coal | ST | 2021 | EIA860 | S | 2.5 |  | 0.8 | 0.5 | 2.2 | 0.5 | N |  |  | OP | X | 10 | 1952 |  |  | Y | Commercial CHP | 5 | SUB |  | SUB |  |  | 12H | N |  | N
P268 | Eielson AFB Central Heat & Power Plant | AEA-120 | 22199 | US Air Force Eielson AFB | 50392 |  |  |  | 215-1985 | Railbelt_grid | Railbelt | TG2 | Conventional Steam Coal | ST | 2021 | EIA860 | S | 2.5 |  | 0.8 | 0.5 | 2.2 | 0.5 | N |  |  | OP | X | 10 | 1952 |  |  | Y | Commercial CHP | 5 | SUB |  | SUB |  |  | 12H | N |  | N
P268 | Eielson AFB Central Heat & Power Plant | AEA-120 | 22199 | US Air Force Eielson AFB | 50392 |  |  |  | 215-1985 | Railbelt_grid | Railbelt | TG3 | Conventional Steam Coal | ST | 2021 | EIA860 | S | 5 |  | 0.8 | 5 | 5 | 1 | N |  |  | OP | X | 8 | 1955 |  |  | Y | Commercial CHP | 5 | SUB |  | SUB |  |  | 12H | N | N | N
P268 | Eielson AFB Central Heat & Power Plant | AEA-120 | 22199 | US Air Force Eielson AFB | 50392 |  |  |  | 215-1985 | Railbelt_grid | Railbelt | TG4 | Conventional Steam Coal | ST | 2021 | EIA860 | S | 5 |  | 0.8 | 5 | 5 | 1 | N |  |  | OP | X | 6 | 1969 |  |  | Y | Commercial CHP | 5 | SUB |  | SUB |  |  | 12H | N | N | N
P268 | Eielson AFB Central Heat & Power Plant | AEA-120 | 22199 | US Air Force Eielson AFB | 50392 |  |  |  | 215-1985 | Railbelt_grid | Railbelt | TG5 | Conventional Steam Coal | ST | 2021 | EIA860 | S | 10 |  | 0.8 | 9 | 9.5 | 3 | N |  |  | OP | X | 10 | 1987 |  |  | Y | Commercial CHP | 5 | SUB |  | SUB |  |  | 12H | N | N | N
P27 | Slana Generating Station | AEA-005 | 219 | Alaska Power & Telephone Company | 61685 |  | 331195 | 2 | 026-2011 | Slana_grid | Copper River/Chugach | 3 | Petroleum Liquids | IC | 2021 | EIA860 | S | 0.4 |  | 0.95 | 0.4 | 0.4 | 0.1 | N |  |  | RE | X | 1 | 2016 | 1 | 2021 | N | Electric Utility | 1 | DFO |  |  |  |  | 10M | N
P27 | Slana Generating Station | AEA-005 | 219 | Alaska Power & Telephone Company | 61685 |  | 331195 | 2 | 026-2011 | Slana_grid | Copper River/Chugach | 1 | Internal Combustion Engine | IC | 2021 | AEA PH Assessment |  | 0.372 | [8 empty] | OP |  | 1 | 2017 |  |  |  | Electric Utility |  | DFO | [9 empty] | Detroit diesel | 6063TK35 spec A343448
P27 | Slana Generating Station | AEA-005 | 219 | Alaska Power & Telephone Company | 61685 |  | 331195 | 2 | 026-2011 | Slana_grid | Copper River/Chugach | 2 | Internal Combustion Engine | IC | 2021 | AEA PH Assessment |  | 0.35 | [8 empty] | OP |  | 1 | 2017 |  |  |  | Electric Utility |  | DFO | [9 empty] | Detroit Diesel | WddxL12.7TGD 60, 12.7L
P27 | Slana Generating Station | AEA-005 | 219 | Alaska Power & Telephone Company | 61685 |  | 331195 | 2 | 026-2011 | Slana_grid | Copper River/Chugach | 3 | Internal Combustion Engine | IC | 2021 | AEA PH Assessment |  | 0.35 | [8 empty] | OP |  | 1 | 2017 |  |  |  | Electric Utility |  | DFO | [9 empty] | Detroit Diesel | WEDXL12.7TGD. 60, 12.7L
P270 | Venetie | AEA-100 |  | Venetie Village Electric |  |  | 332880 | 663 | 197-0000 | Venetie_grid | Yukon-Koyukuk/Upper Tanana | 1 | Internal Combustion Engine | IC | 2021 | AEA PH Assessment |  | 0.18 | [8 empty] | OP | [6 empty] | Electric Utility |  | DFO | [9 empty] | John Deere | 6081AF001
P270 | Venetie | AEA-100 |  | Venetie Village Electric |  |  | 332880 | 663 | 197-0000 | Venetie_grid | Yukon-Koyukuk/Upper Tanana | 2 | Internal Combustion Engine | IC | 2021 | AEA PH Assessment |  | 0.19 | [8 empty] | OP | [6 empty] | Electric Utility |  | DFO | [9 empty] | John Deere | 6081HT001
P270 | Venetie | AEA-100 |  | Venetie Village Electric |  |  | 332880 | 663 | 197-0000 | Venetie_grid | Yukon-Koyukuk/Upper Tanana | 3 | Internal Combustion Engine | IC | 2021 | AEA PH Assessment |  | 0.125 | [8 empty] | OS | [6 empty] | Electric Utility |  | DFO | [9 empty] | John Deere | 6068TF250
P271 | Westward Seafoods | AEA-128 | 20523 | Westward Seafoods Inc | 54305 |  |  |  | 195-0000 | Unalaska_grid | Aleutians | 2 | Petroleum Liquids | IC | 2021 | EIA860 | S | 2.2 |  | 0.8 | 2.2 | 2.2 | 1 | N |  |  | OP | X | 3 | 1991 |  |  | Y | Industrial CHP | 7 | DFO |  |  |  |  | 10M | N | N | N
P271 | Westward Seafoods | AEA-128 | 20523 | Westward Seafoods Inc | 54305 |  |  |  | 195-0000 | Unalaska_grid | Aleutians | 3 | Petroleum Liquids | IC | 2021 | EIA860 | S | 2.2 |  | 0.8 | 2.2 | 2.2 | 1 | N |  |  | OP | X | 3 | 1991 |  |  | Y | Industrial CHP | 7 | DFO |  |  |  |  | 10M | N | N | N
P271 | Westward Seafoods | AEA-128 | 20523 | Westward Seafoods Inc | 54305 |  |  |  | 195-0000 | Unalaska_grid | Aleutians | 4 | Petroleum Liquids | IC | 2021 | EIA860 | S | 2.2 |  | 0.8 | 2.2 | 2.2 | 1 | N |  |  | OP | X | 3 | 1991 |  |  | Y | Industrial CHP | 7 | DFO |  |  |  |  | 10M | N | N | N
P272 | White Mountain | AEA-101 |  | White Mountain, City of |  |  | 332890 | 409 | 198-0000 | WhiteMountain_grid | Bering Straits | 1 | Internal Combustion Engine | IC | 2021 | AEA PH Assessment |  | 0.157 | [8 empty] | OP | [6 empty] | Electric Utility |  | DFO | [9 empty] | John Deere | 6068AFM85
P272 | White Mountain | AEA-101 |  | White Mountain, City of |  |  | 332890 | 409 | 198-0000 | WhiteMountain_grid | Bering Straits | 2 | Internal Combustion Engine | IC | 2021 | AEA PH Assessment |  | 0 | [8 empty] | OS | [6 empty] | Electric Utility |  | DFO | [9 empty] | Engine to is being replaced currently no engine 2 it will be the same as engine 3 John Deere | 6090AFM85
P272 | White Mountain | AEA-101 |  | White Mountain, City of |  |  | 332890 | 409 | 198-0000 | WhiteMountain_grid | Bering Straits | 3 | Internal Combustion Engine | IC | 2021 | AEA PH Assessment |  | 0.225 | [8 empty] | OP | [6 empty] | Electric Utility |  | DFO | [9 empty] | John Deere | 6090AFM85
P273 | Wrangell | AEA-135 | 21015 | Wrangell, City of | 95 |  |  | 111 | 217-2009 | SEAPA_grid | Southeast | 11 | Petroleum Liquids | IC | 2021 | EIA860 | S | 2 |  | 0.8 | 2 | 2 | 0.1 | N |  |  | OP | X | 9 | 2000 |  |  | N | Electric Utility | 1 | DFO |  |  |  |  | 1H | N
P273 | Wrangell | AEA-135 | 21015 | Wrangell, City of | 95 |  |  | 111 | 217-2009 | SEAPA_grid | Southeast | 12 | Petroleum Liquids | IC | 2021 | EIA860 | S | 2 |  | 0.8 | 2 | 2 | 0.1 | N |  |  | OP | X | 9 | 2000 |  |  | N | Electric Utility | 1 | DFO |  |  |  |  | 1H | N
P273 | Wrangell | AEA-135 | 21015 | Wrangell, City of | 95 |  |  | 111 | 217-2009 | SEAPA_grid | Southeast | 13 | Petroleum Liquids | IC | 2021 | EIA860 | S | 2 |  | 0.8 | 2 | 2 | 0.1 | N |  |  | OP | X | 6 | 2002 |  |  | N | Electric Utility | 1 | DFO |  |  |  |  | 1H | N
P273 | Wrangell | AEA-135 | 21015 | Wrangell, City of | 95 |  |  | 111 | 217-2009 | SEAPA_grid | Southeast | 9 | Petroleum Liquids | IC | 2021 | EIA860 | S | 2.5 |  | 0.8 | 2.5 | 2.5 | 0.1 | N |  |  | OP | X | 6 | 1987 |  |  | N | Electric Utility | 1 | DFO |  |  |  |  | 1H | N | N | N
P273 | Wrangell | AEA-135 | 21015 | Wrangell, City of | 95 |  |  | 111 | 217-2009 | SEAPA_grid | Southeast | 1 | Petroleum Liquids | IC | 2021 | EIA860 | S | 1.3 |  |  | 1.3 | 1.3 |  | N |  |  | RE | X | 8 | 1972 | 1 | 2001 | N | Electric Utility | 1 | DFO | [5 empty] | N
P273 | Wrangell | AEA-135 | 21015 | Wrangell, City of | 95 |  |  | 111 | 217-2009 | SEAPA_grid | Southeast | 2 | Petroleum Liquids | IC | 2021 | EIA860 | S | 1.3 |  |  | 1.3 | 1.3 |  | N |  |  | RE | X | 8 | 1972 | 1 | 2001 | N | Electric Utility | 1 | DFO | [5 empty] | N
P273 | Wrangell | AEA-135 | 21015 | Wrangell, City of | 95 |  |  | 111 | 217-2009 | SEAPA_grid | Southeast | 3 | Petroleum Liquids | IC | 2021 | EIA860 | S | 1.3 |  |  | 1.3 | 1.3 |  | N |  |  | RE | X | 8 | 1973 | 1 | 2001 | N | Electric Utility | 1 | DFO | [5 empty] | N
P273 | Wrangell | AEA-135 | 21015 | Wrangell, City of | 95 |  |  | 111 | 217-2009 | SEAPA_grid | Southeast | 4 | Petroleum Liquids | IC | 2021 | EIA860 | S | 1.3 |  |  | 1.3 | 1.3 |  | N |  |  | RE | X | 8 | 1973 | 1 | 2001 | N | Electric Utility | 1 | DFO | [5 empty] | N
P273 | Wrangell | AEA-135 | 21015 | Wrangell, City of | 95 |  |  | 111 | 217-2009 | SEAPA_grid | Southeast | 5 | Petroleum Liquids | IC | 2021 | EIA860 | S | 0.5 |  |  | 0.5 | 0.5 |  | N |  |  | RE | X | 88 | 1964 | 1 | 2009 | N | Electric Utility | 1 | DFO | [5 empty] | N
P273 | Wrangell | AEA-135 | 21015 | Wrangell, City of | 95 |  |  | 111 | 217-2009 | SEAPA_grid | Southeast | 7 | Petroleum Liquids | IC | 2021 | EIA860 | S | 0.5 |  |  | 0.5 | 0.5 |  | N |  |  | RE | X | 88 | 1970 | 1 | 2009 | N | Electric Utility | 1 | DFO | [5 empty] | N
P275 | Marathon Hydro | 0 |  | 0 |  | Marathon Creek |  |  | 215-1985 | Railbelt_grid | Railbelt |  | Conventional Hydroelectric | HY |  | AEA |  | 0.16 | [8 empty] | OS |  |  | 1983 |  | 1993 |  | Electric Utility | 1 | WAT |  |  |  | 0 |  |  |  |  | Dates for Operation/Retirement are estimates
P276 | McRoberts Creek | 0 |  | 0 |  |  |  |  | 0 | 0 | #N/A |  | Conventional Hydroelectric | HY |  | AEA |  | 0.125 | [8 empty] | OP |  | 0 | 1991 |  |  |  | Electric Utility | 1 | WAT |  |  |  | 0
P278 | Klawock | AEA-041 | 18963 | Inside Passage Elec Coop, Inc | 7466 |  | 331155 | 240 | 023-2015 | Prince of Wales Is._grid | Southeast | 1 | Petroleum Liquids | IC | 2021 | EIA860 | S | 0.5 |  |  | 0.5 | 0.5 |  | N |  |  | RE | X | 1 | 1970 | 7 | 1999 | N | Electric Utility | 1 | DFO
P278 | Klawock | AEA-041 | 18963 | Inside Passage Elec Coop, Inc | 7466 |  | 331155 | 240 | 023-2015 | Prince of Wales Is._grid | Southeast | 2 | Petroleum Liquids | IC | 2021 | EIA860 | S | 0.5 |  |  | 0.5 | 0.5 |  | N |  |  | RE | X | 1 | 1970 | 7 | 1999 | N | Electric Utility | 1 | DFO
P278 | Klawock | AEA-041 | 18963 | Inside Passage Elec Coop, Inc | 7466 |  | 331155 | 240 | 023-2015 | Prince of Wales Is._grid | Southeast | 3 | Petroleum Liquids | IC | 2021 | EIA860 | S | 0.1 |  |  | 0.1 | 0.1 |  | N |  |  | RE | X | 6 | 1955 | 7 | 1999 | N | Electric Utility | 1 | DFO
P278 | Klawock | AEA-041 | 18963 | Inside Passage Elec Coop, Inc | 7466 |  | 331155 | 240 | 023-2015 | Prince of Wales Is._grid | Southeast | 4 | Petroleum Liquids | IC | 2021 | EIA860 | S | 0.3 |  |  | 0.3 | 0.3 |  | N |  |  | RE | X | 6 | 1977 | 7 | 1999 | N | Electric Utility | 1 | DFO
P28 | Thorne Bay Plant | AEA-005 | 219 | Alaska Power & Telephone Company | 7414 |  | 331210 | 2 | 023-2015 | Prince of Wales Is._grid | Southeast | 2 | Petroleum Liquids | IC | 2021 | EIA860 | S | 0.6 |  | 0.8 | 0.6 | 0.6 | 0.2 | N |  |  | OP | X | 8 | 1993 |  |  | N | Electric Utility | 1 | DFO |  |  |  |  | 10M | N
P28 | Thorne Bay Plant | AEA-005 | 219 | Alaska Power & Telephone Company | 7414 |  | 331210 | 2 | 023-2015 | Prince of Wales Is._grid | Southeast | 4 | Petroleum Liquids | IC | 2021 | EIA860 | S | 0.4 |  | 0.8 | 0.4 | 0.4 | 0.2 | N |  |  | OP | X | 1 | 1996 |  |  | N | Electric Utility | 1 | DFO |  |  |  |  | 10M | N
P29 | Tok | AEA-005 | 219 | Alaska Power & Telephone Company | 406 |  | 331220 | 2 | 015-2008 | Tok_grid | Yukon-Koyukuk/Upper Tanana | 2 | Internal Combustion Engine | IC | 2021 | AEA PH Assessment |  | 1.1 | [8 empty] | OP |  | 6 | 1989 |  |  |  | Electric Utility |  | DFO | [9 empty] | Caterpillar | 3516
P29 | Tok | AEA-005 | 219 | Alaska Power & Telephone Company | 406 |  | 331220 | 2 | 015-2008 | Tok_grid | Yukon-Koyukuk/Upper Tanana | 3 | Internal Combustion Engine | IC | 2021 | AEA PH Assessment |  | 1.18 | [8 empty] | OP |  | 6 | 1996 |  |  |  | Electric Utility |  | DFO | [9 empty] | Caterpillar | 3516
P29 | Tok | AEA-005 | 219 | Alaska Power & Telephone Company | 406 |  | 331220 | 2 | 015-2008 | Tok_grid | Yukon-Koyukuk/Upper Tanana | 1 | Internal Combustion Engine | IC | 2021 | AEA PH Assessment |  | 1.3 | [8 empty] | OP |  | 6 | 1999 |  |  |  | Electric Utility |  | DFO | [9 empty] | Caterpillar | 3516
P29 | Tok | AEA-005 | 219 | Alaska Power & Telephone Company | 406 |  | 331220 | 2 | 015-2008 | Tok_grid | Yukon-Koyukuk/Upper Tanana | 5 | Internal Combustion Engine | IC | 2021 | AEA PH Assessment |  | 0.6 | [8 empty] | OS |  | 6 | 2016 |  |  |  | Electric Utility |  | DFO | [9 empty] | Caterpillar | 3512C
P29 | Tok | AEA-005 | 219 | Alaska Power & Telephone Company | 406 |  | 331220 | 2 | 015-2008 | Tok_grid | Yukon-Koyukuk/Upper Tanana | 4 | Internal Combustion Engine | IC | 2021 | AEA PH Assessment |  | 1.03 | [8 empty] | OP |  | 6 | 2017 |  |  |  | Electric Utility |  | DFO | [9 empty] | Caterpillar | 3508
P293 | Hiilangaay Hydro | AEA-159 | 60222 | Haida Energy, Inc. | 59037 |  |  | 760 | 023-2015 | Prince of Wales Is._grid | Southeast | GEN 1 | Conventional Hydroelectric | HY | 2021 | EIA860 | J | 5 |  | 0.8 | 5 | 5 | 0 | N |  |  | OP | X | 1 | 2021 |  |  | N | Electric Utility | 1 | WAT |  |  |  |  | 1H | N
P296 | Chugach Storage | AEA-132 | 3522 | Chugach Electric Assn Inc |  |  |  | 8 | 215-1985 | Railbelt_grid | Railbelt |  | Batteries | BA |  | AEA |  | 2 | 0.5 | [7 empty] | OP |  |  | 2017 |  |  |  | Electric Utility | 1 | MWH |  |  |  | 0
P296 | Chugach Storage | AEA-132 | 3522 | Chugach Electric Assn Inc |  |  |  | 8 | 215-1985 | Railbelt_grid | Railbelt |  | Flywheels | FW |  | AEA |  | 1 | 0.0045 | [7 empty] | OP |  |  | 2017 |  |  |  | Electric Utility | 1 | MWH |  |  |  | 0
P297 | TDX Saint Paul Wind | AEA-155 |  | TDX Corporation |  |  |  | 749 | 180-0000 | Saint Paul_grid | Aleutians |  | Flywheels | FW |  |  |  | 0.16 | 0.027 | [7 empty] | RE |  | 12 | 2014 | 1 | 2016 |  |  |  | MWH
P297 | TDX Saint Paul Wind | AEA-155 |  | TDX Corporation |  |  |  | 749 | 180-0000 | Saint Paul_grid | Aleutians |  | Onshore Wind Turbine | WT |  |  |  | 0.225 | [8 empty] | OP |  | 6 | 2006 |  |  |  | Electric Utility | 1 | WND |  |  |  | 1 |  |  |  |  | Double-check the capacity, turbines
P298 | Juniper Creek Hydroelectric Project | AEA-178 |  | Juniper Creek Hydroetlectric |  | Juniper Creek |  |  | 215-1985 | Railbelt_grid | Railbelt |  | Conventional Hydroelectric | HY |  | ADN |  | 0.3 | [8 empty] | OP |  | 7 | 2021 | [5 empty] | WAT
P3 | Akiachak | AEA-003 |  | Akiachak Native Community |  |  | 331020 | 412 | 002-0000 | Akiachak_grid | Lower Yukon-Kuskokwim | 3 | Internal Combustion Engine | IC | 2021 | AEA PH Assessment |  | 0.25 | [8 empty] | OP | [6 empty] | Electric Utility |  | DFO | [9 empty] | Caterpillar | C9D1 arrangement #242-3455
P3 | Akiachak | AEA-003 |  | Akiachak Native Community |  |  | 331020 | 412 | 002-0000 | Akiachak_grid | Lower Yukon-Kuskokwim | 4 | Internal Combustion Engine | IC | 2021 | AEA PH Assessment |  | 0.25 | [8 empty] | OP | [6 empty] | Electric Utility |  | DFO | [9 empty] | Caterpillar | C9D1
P3 | Akiachak | AEA-003 |  | Akiachak Native Community |  |  | 331020 | 412 | 002-0000 | Akiachak_grid | Lower Yukon-Kuskokwim | 2 | Internal Combustion Engine | IC | 2021 | AEA PH Assessment |  | 0.5 | [8 empty] | OS |  | 9 | 2008 |  |  |  | Electric Utility |  | DFO | [9 empty] | Caterpillar | 3456 Arrangement #247-4789
P3 | Akiachak | AEA-003 |  | Akiachak Native Community |  |  | 331020 | 412 | 002-0000 | Akiachak_grid | Lower Yukon-Kuskokwim | 1 | Internal Combustion Engine | IC | 2021 | AEA PH Assessment |  | 0.5 | [8 empty] | OP |  | 10 | 2020 |  |  |  | Electric Utility |  | DFO | [9 empty] | Caterpillar | 3456
P31 | Bettles | AEA-005 | 219 | Alaska Power & Telephone Company | 7176 |  | 331060 | 2 | 007-0000 | Bettles_grid | Yukon-Koyukuk/Upper Tanana | 2 | Internal Combustion Engine | IC | 2021 | AEA PH Assessment |  | 0.3 | [8 empty] | OP | [6 empty] | Electric Utility |  | DFO | [9 empty] | Caterpillar | 3406
P31 | Bettles | AEA-005 | 219 | Alaska Power & Telephone Company | 7176 |  | 331060 | 2 | 007-0000 | Bettles_grid | Yukon-Koyukuk/Upper Tanana | 3 | Internal Combustion Engine | IC | 2021 | AEA PH Assessment |  | 0.2 | [8 empty] | OP | [6 empty] | Electric Utility |  | DFO | [9 empty] | John Deere | 6081AF001
P31 | Bettles | AEA-005 | 219 | Alaska Power & Telephone Company | 7176 |  | 331060 | 2 | 007-0000 | Bettles_grid | Yukon-Koyukuk/Upper Tanana | 1 | Internal Combustion Engine | IC | 2021 | AEA PH Assessment |  | 0.1 | [8 empty] | OP |  | 6 | 2008 |  |  |  | Electric Utility |  | DFO | [9 empty] | Cummins | LTA10-G
P33 | Coffman Cove | AEA-005 | 219 | Alaska Power & Telephone Company | 7342 |  | 331080 | 2 | 023-2015 | Prince of Wales Is._grid | Southeast | 1 | Internal Combustion Engine | IC | 2021 | AEA PH Assessment |  | 0 | [8 empty] | OS | [6 empty] | Electric Utility |  | DFO | [9 empty] | Caterpillar | 3412
P33 | Coffman Cove | AEA-005 | 219 | Alaska Power & Telephone Company | 7342 |  | 331080 | 2 | 023-2015 | Prince of Wales Is._grid | Southeast | 2 | Internal Combustion Engine | IC | 2021 | AEA PH Assessment |  | 0.3 | [8 empty] | OP | [6 empty] | Electric Utility |  | DFO | [9 empty] | Caterpillar | 3412
P33 | Coffman Cove | AEA-005 | 219 | Alaska Power & Telephone Company | 7342 |  | 331080 | 2 | 023-2015 | Prince of Wales Is._grid | Southeast | 3 | Internal Combustion Engine | IC | 2021 | AEA PH Assessment |  | 0.4 | [8 empty] | OP | [6 empty] | Electric Utility |  | DFO | [9 empty] | Caterpillar | 3412
P34 | Eagle | AEA-005 | 219 | Alaska Power & Telephone Company | 7375 | Yukon River | 331110 | 2 | 009-0000 | Eagle_grid | Yukon-Koyukuk/Upper Tanana |  | Hydrokinetic | HA |  |  |  | 0.025 | [8 empty] | RE |  | 6 | 2010 | 8 | 2010 |  | Electric Utility | 1 | WAT | [8 empty] | Retirement date estimated
P34 | Eagle | AEA-005 | 219 | Alaska Power & Telephone Company | 7375 |  | 331110 | 2 | 009-0000 | Eagle_grid | Yukon-Koyukuk/Upper Tanana | 2 | Internal Combustion Engine | IC | 2021 | AEA PH Assessment |  | 0.18 | [8 empty] | OP |  | 8 | 1997 |  |  |  | Electric Utility |  | DFO | [9 empty] | John Deere | 6101AF010
P34 | Eagle | AEA-005 | 219 | Alaska Power & Telephone Company | 7375 |  | 331110 | 2 | 009-0000 | Eagle_grid | Yukon-Koyukuk/Upper Tanana | 3 | Internal Combustion Engine | IC | 2021 | AEA PH Assessment |  | 0.175 | [8 empty] | OP |  | 8 | 2016 |  |  |  | Electric Utility |  | DFO | [9 empty] | Cummins | L10A10-G
P34 | Eagle | AEA-005 | 219 | Alaska Power & Telephone Company | 7375 |  | 331110 | 2 | 009-0000 | Eagle_grid | Yukon-Koyukuk/Upper Tanana | 1 | Internal Combustion Engine | IC | 2021 | AEA PH Assessment |  | 0.175 | [8 empty] | OP |  | 8 | 2020 |  |  |  | Electric Utility |  | DFO | [9 empty] | Cummins | L10A10-C
P34 | Eagle | AEA-005 | 219 | Alaska Power & Telephone Company | 7375 |  | 331110 | 2 | 009-0000 | Eagle_grid | Yukon-Koyukuk/Upper Tanana |  | Solar PV | PV |  | AEA |  | 0.024 | [8 empty] | OP |  | 7 | 2015 |  |  |  | Electric Utility | 1 | SUN |  |  |  | 0
P35 | Gustavus | AEA-005 | 219 | Alaska Power & Telephone Company |  | Falls Creek | 332010 | 2 | 118-0000 | Gustavus_grid | Southeast |  | Conventional Hydroelectric | HY |  |  |  | 0.8 | [8 empty] | OP |  | 7 | 2009 |  |  |  | Electric Utility | 1 | WAT |  |  |  | 0
P35 | Gustavus | AEA-005 | 219 | Alaska Power & Telephone Company |  |  | 332010 | 2 | 118-0000 | Gustavus_grid | Southeast | 1 | Petroleum Liquids | IC | 2021 | EIA860 | S | 0.4 |  | 0.8 | 0.4 | 0.4 | 0.1 | N |  |  | OP | X | 12 | 2008 |  |  | N | Electric Utility | 1 | DFO |  |  |  |  | 10M | N
P35 | Gustavus | AEA-005 | 219 | Alaska Power & Telephone Company |  |  | 332010 | 2 | 118-0000 | Gustavus_grid | Southeast | 2 | Petroleum Liquids | IC | 2021 | EIA860 | S | 0.4 |  | 0.8 | 0.4 | 0.4 | 0.1 | N |  |  | OP | X | 12 | 2008 |  |  | N | Electric Utility | 1 | DFO |  |  |  |  | 10M | N
P35 | Gustavus | AEA-005 | 219 | Alaska Power & Telephone Company |  |  | 332010 | 2 | 118-0000 | Gustavus_grid | Southeast | 3 | Petroleum Liquids | IC | 2021 | EIA860 | S | 0.1 |  | 0.8 | 0.1 | 0.1 | 0 | N |  |  | OP | X | 12 | 2008 |  |  | N | Electric Utility | 1 | DFO |  |  |  |  | 10M | N
P35 | Gustavus | AEA-005 | 219 | Alaska Power & Telephone Company |  |  | 332010 | 2 | 118-0000 | Gustavus_grid | Southeast | 4 | Petroleum Liquids | IC | 2021 | EIA860 | S | 0.5 |  | 0.8 | 0.5 | 0.5 | 0.2 | N |  |  | OP | X | 3 | 2021 |  |  | N | Electric Utility | 1 | DFO |  |  |  |  | 10M | N
P36 | Healy Lake | AEA-005 | 219 | Alaska Power & Telephone Company | 7506 |  | 331130 | 2 | 011-0000 | Healy Lake_grid | Yukon-Koyukuk/Upper Tanana | 1 | Internal Combustion Engine | IC | 2021 | AEA PH Assessment |  | 0.051 | [8 empty] | OP |  | 6 | 2017 |  |  |  | Electric Utility |  | DFO | [9 empty] | Kubota | V2003
P36 | Healy Lake | AEA-005 | 219 | Alaska Power & Telephone Company | 7506 |  | 331130 | 2 | 011-0000 | Healy Lake_grid | Yukon-Koyukuk/Upper Tanana | 2 | Internal Combustion Engine | IC | 2021 | AEA PH Assessment |  | 0.05 | [8 empty] | OP |  | 6 | 2018 |  |  |  | Electric Utility |  | DFO | [9 empty] | John Deere | 4039TF001
P37 | Hollis | AEA-005 | 219 | Alaska Power & Telephone Company | 7249 |  | 331140 | 2 | 023-2015 | Prince of Wales Is._grid | Southeast | 1 | Internal Combustion Engine | IC | 2021 | AEA PH Assessment |  | 0 | [8 empty] | OP | [6 empty] | Electric Utility |  | DFO | [9 empty] | Caterpillar | 3412
P4 | Akiak | AEA-002 |  | Akiak City Council |  |  | 331030 | 635 | 003-0000 | Akiak_grid | Lower Yukon-Kuskokwim | 1 | Internal Combustion Engine | IC | 2021 | AEA PH Assessment |  | 0.23 | [8 empty] | OP |  | 9 | 2012 |  |  |  | Electric Utility |  | DFO | [9 empty] | John Deere | 6090AFM75
P4 | Akiak | AEA-002 |  | Akiak City Council |  |  | 331030 | 635 | 003-0000 | Akiak_grid | Lower Yukon-Kuskokwim | 3 | Internal Combustion Engine | IC | 2021 | AEA PH Assessment |  | 0.23 | [8 empty] | OP |  | 9 | 2012 |  |  |  | Electric Utility |  | DFO | [9 empty] | John Deere | 6090AFM75
P4 | Akiak | AEA-002 |  | Akiak City Council |  |  | 331030 | 635 | 003-0000 | Akiak_grid | Lower Yukon-Kuskokwim | 2 | Internal Combustion Engine | IC | 2021 | AEA PH Assessment |  | 0.23 | [8 empty] | OS |  | 9 | 2013 |  |  |  | Electric Utility |  | DFO | [9 empty] | John Deere | 6090AFM75
P4 | Akiak | AEA-002 |  | Akiak City Council |  |  | 331030 | 635 | 003-0000 | Akiak_grid | Lower Yukon-Kuskokwim | 4 | Internal Combustion Engine | IC | 2021 | AEA PH Assessment |  | 0.23 | [8 empty] | OP |  | 9 | 2020 |  |  |  | Electric Utility |  | DFO | [9 empty] | John Deere | 6090AFM75
P40 | Whale Pass | AEA-005 | 219 | Alaska Power & Telephone Company | 7753 |  | 331230 | 2 | 213-0000 | Whale_Pass_grid | Southeast | 1 | Internal Combustion Engine | IC | 2021 | AEA PH Assessment |  | 0.112 | [8 empty] | OP |  | 5 | 2020 |  |  |  | Electric Utility |  | DFO | [9 empty] | John Deere | 4045HF285
P40 | Whale Pass | AEA-005 | 219 | Alaska Power & Telephone Company | 7753 |  | 331230 | 2 | 213-0000 | Whale_Pass_grid | Southeast | 2 | Internal Combustion Engine | IC | 2021 | AEA PH Assessment |  | 0.25 | [8 empty] | OP |  | 5 | 2020 |  |  |  | Electric Utility |  | DFO | [9 empty] | John Deere | 6068HFG85
P40 | Whale Pass | AEA-005 | 219 | Alaska Power & Telephone Company | 7753 |  | 331230 | 2 | 213-0000 | Whale_Pass_grid | Southeast | 3 | Internal Combustion Engine | IC | 2021 | AEA PH Assessment |  | 0.25 | [8 empty] | OP |  | 5 | 2020 |  |  |  | Electric Utility |  | DFO | [9 empty] | John Deere | 6068HFG85
P41 | Dewey Lakes | AEA-005 | 219 | Alaska Power & Telephone Company |  | Dewey Creek |  | 2 | 032-1998 | UpperLynnCanal_grid | Southeast |  | Conventional Hydroelectric | HY |  | AEA |  | 0.943 | [8 empty] | OP |  |  | 1909 |  |  |  | Electric Utility | 1 | WAT |  |  |  | 0
P42 | Lutak | AEA-005 | 219 | Alaska Power & Telephone Company |  |  |  | 2 | 032-1998 | UpperLynnCanal_grid | Southeast |  | Conventional Hydroelectric | HY |  | AEA |  | 0.285 | [8 empty] | OP |  |  | 2002 |  |  |  | Electric Utility | 1 | WAT |  |  |  | 0
P42 | Lutak | AEA-005 | 219 | Alaska Power & Telephone Company |  |  |  | 2 | 032-1998 | UpperLynnCanal_grid | Southeast | 1 | Internal Combustion Engine | IC | 2021 | AEA PH Assessment |  | 1.5 | [8 empty] | OP | [6 empty] | Electric Utility |  | DFO | [9 empty] | Caterpillar | 3512
P43 | Naukati Bay | AEA-005 | 219 | Alaska Power & Telephone Company | 7792 |  | 331170 | 2 | 023-2015 | Prince of Wales Is._grid | Southeast | 1 | Internal Combustion Engine | IC | 2021 | AEA PH Assessment |  | 0.14 | [8 empty] | OP | [6 empty] | Electric Utility |  | DFO | [9 empty] | John Deere | 6081AF001
P43 | Naukati Bay | AEA-005 | 219 | Alaska Power & Telephone Company | 7792 |  | 331170 | 2 | 023-2015 | Prince of Wales Is._grid | Southeast | 2 | Internal Combustion Engine | IC | 2021 | AEA PH Assessment |  | 0.18 | [8 empty] | OP | [6 empty] | Electric Utility |  | DFO | [9 empty] | John Deere | 6081AF001
P45 | Alakanuk | AEA-006 | 221 | Alaska Village Electric Cooperative | 6308 |  | 331240 | 169 | 218-0000 | Alakanuk_grid | Lower Yukon-Kuskokwim | UNIT4 | Petroleum Liquids | IC | 2021 | EIA860 | S | 0.8 |  | 0.9 | 0.8 | 0.8 | 0.2 | N |  |  | SB | Y | 8 | 2013 |  |  | Y | Electric Utility | 1 | DFO |  |  |  |  | 10M | N
P45 | Alakanuk | AEA-006 | 221 | Alaska Village Electric Cooperative | 6308 |  | 331240 | 169 | 218-0000 | Alakanuk_grid | Lower Yukon-Kuskokwim | UNIT1 | Petroleum Liquids | IC | 2021 | EIA860 | S | 0.4 |  | 0.9 | 0.4 | 0.4 | 0.1 |  |  |  | RE | X | 1 | 2008 | 8 | 2016 | Y | Electric Utility | 1 | DFO |  |  |  |  | 10M | N
P45 | Alakanuk | AEA-006 | 221 | Alaska Village Electric Cooperative | 6308 |  | 331240 | 169 | 218-0000 | Alakanuk_grid | Lower Yukon-Kuskokwim | UNIT2 | Petroleum Liquids | IC | 2021 | EIA860 | S | 0.5 |  | 0.9 | 0.5 | 0.5 | 0.1 |  |  |  | RE | X | 12 | 1999 | 8 | 2016 | Y | Electric Utility | 1 | DFO |  |  |  |  | 10M | N
P45 | Alakanuk | AEA-006 | 221 | Alaska Village Electric Cooperative | 6308 |  | 331240 | 169 | 218-0000 | Alakanuk_grid | Lower Yukon-Kuskokwim | UNIT3 | Petroleum Liquids | IC | 2021 | EIA860 | S | 0.4 |  | 0.9 | 0.4 | 0.4 | 0.1 |  |  |  | RE | X | 10 | 1993 | 8 | 2016 | Y | Electric Utility | 1 | DFO |  |  |  |  | 10M | N
P46 | Ambler | AEA-006 | 221 | Alaska Village Electric Cooperative | 6556 |  | 331250 | 169 | 035-0000 | Ambler_grid | Northwest Arctic | 1A | Petroleum Liquids | IC | 2021 | EIA860 | S | 0.4 |  | 0.9 | 0.4 | 0.4 | 0.1 | N |  |  | OP | X | 8 | 2020 |  |  | N | Electric Utility | 1 | DFO |  |  |  |  | 10M | N
P46 | Ambler | AEA-006 | 221 | Alaska Village Electric Cooperative | 6556 |  | 331250 | 169 | 035-0000 | Ambler_grid | Northwest Arctic | 2 | Petroleum Liquids | IC | 2021 | EIA860 | S | 0.3 |  | 0.9 | 0.3 | 0.3 | 0.1 | N |  |  | OP | X | 8 | 1993 |  |  | N | Electric Utility | 1 | DFO |  |  |  |  | 10M | N
P46 | Ambler | AEA-006 | 221 | Alaska Village Electric Cooperative | 6556 |  | 331250 | 169 | 035-0000 | Ambler_grid | Northwest Arctic | 3 | Petroleum Liquids | IC | 2021 | EIA860 | S | 0.4 |  | 0.9 | 0.4 | 0.4 | 0.1 | N |  |  | OP | X | 12 | 1990 |  |  | N | Electric Utility | 1 | DFO |  |  |  |  | 10M | N
P46 | Ambler | AEA-006 | 221 | Alaska Village Electric Cooperative | 6556 |  | 331250 | 169 | 035-0000 | Ambler_grid | Northwest Arctic | 1 | Petroleum Liquids | IC | 2021 | EIA860 | S | 0.4 |  | 0.9 | 0.4 | 0.4 | 0.1 | N |  |  | RE | X | 9 | 1998 | 8 | 2020 | N | Electric Utility | 1 | DFO |  |  |  |  | 10M | N
P47 | Bethel | AEA-006 | 221 | Alaska Village Electric Cooperative | 6566 |  | 331800 | 169 | 034-1988 | Bethel_grid | Lower Yukon-Kuskokwim | 1 | Petroleum Liquids | IC | 2021 | EIA860 | S | 2.1 |  | 0.85 | 2.1 | 2.1 | 1.4 | N |  |  | OP | X | 11 | 1976 |  |  | N | Electric Utility | 1 | DFO |  |  |  |  | 10M | N
P47 | Bethel | AEA-006 | 221 | Alaska Village Electric Cooperative | 6566 |  | 331800 | 169 | 034-1988 | Bethel_grid | Lower Yukon-Kuskokwim | 2 | Petroleum Liquids | IC | 2021 | EIA860 | S | 2.1 |  | 0.85 | 2.1 | 2.1 | 1.4 | N |  |  | OP | X | 11 | 1976 |  |  | N | Electric Utility | 1 | DFO |  |  |  |  | 10M | N
P47 | Bethel | AEA-006 | 221 | Alaska Village Electric Cooperative | 6566 |  | 331800 | 169 | 034-1988 | Bethel_grid | Lower Yukon-Kuskokwim | 3 | Petroleum Liquids | IC | 2021 | EIA860 | S | 2.1 |  | 0.85 | 2.1 | 2.1 | 1.4 | N |  |  | OP | X | 11 | 1976 |  |  | N | Electric Utility | 1 | DFO |  |  |  |  | 10M | N
P47 | Bethel | AEA-006 | 221 | Alaska Village Electric Cooperative | 6566 |  | 331800 | 169 | 034-1988 | Bethel_grid | Lower Yukon-Kuskokwim | 4 | Petroleum Liquids | IC | 2021 | EIA860 | S | 2.1 |  | 0.85 | 2.1 | 2.1 | 1.4 | N |  |  | OP | X | 11 | 1976 |  |  | N | Electric Utility | 1 | DFO |  |  |  |  | 10M | N
P47 | Bethel | AEA-006 | 221 | Alaska Village Electric Cooperative | 6566 |  | 331800 | 169 | 034-1988 | Bethel_grid | Lower Yukon-Kuskokwim | 6 | Petroleum Liquids | IC | 2021 | EIA860 | S | 2.1 |  | 0.85 | 2.1 | 2.1 | 1.4 | N |  |  | OP | X | 4 | 1989 |  |  | N | Electric Utility | 1 | DFO |  |  |  |  | 10M | N
P47 | Bethel | AEA-006 | 221 | Alaska Village Electric Cooperative | 6566 |  | 331800 | 169 | 034-1988 | Bethel_grid | Lower Yukon-Kuskokwim | 7 | Petroleum Liquids | IC | 2021 | EIA860 | S | 2.1 |  | 0.85 | 2.1 | 2.1 | 1.4 | N |  |  | OP | X | 12 | 1992 |  |  | N | Electric Utility | 1 | DFO |  |  |  |  | 10M | N
P47 | Bethel | AEA-006 | 221 | Alaska Village Electric Cooperative | 6566 |  | 331800 | 169 | 034-1988 | Bethel_grid | Lower Yukon-Kuskokwim |  | Onshore Wind Turbine | WT |  | AEA |  | 0.9 | [8 empty] | OP |  | 12 | 2018 |  |  |  | Electric Utility | 1 | WND |  |  |  | 1
P48 | Brevig Mission | AEA-006 | 221 | Alaska Village Electric Cooperative | 7374 |  | 331270 | 169 | 039-0000 | Brevig Mission_grid | Bering Straits | 1 | Petroleum Liquids | IC | 2021 | EIA860 | S | 0.2 |  | 0.9 | 0.2 | 0.2 | 0.1 | N |  |  | OP | X | 6 | 2010 |  |  | N | Electric Utility | 1 | DFO |  |  |  |  | 10M | N
P48 | Brevig Mission | AEA-006 | 221 | Alaska Village Electric Cooperative | 7374 |  | 331270 | 169 | 039-0000 | Brevig Mission_grid | Bering Straits | 2 | Petroleum Liquids | IC | 2021 | EIA860 | S | 0.4 |  | 0.9 | 0.4 | 0.4 | 0.1 | N |  |  | OP | X | 6 | 2010 |  |  | N | Electric Utility | 1 | DFO |  |  |  |  | 10M | N
P48 | Brevig Mission | AEA-006 | 221 | Alaska Village Electric Cooperative | 7374 |  | 331270 | 169 | 039-0000 | Brevig Mission_grid | Bering Straits | 3A | Petroleum Liquids | IC | 2021 | EIA860 | S | 0.4 |  | 0.9 | 0.4 | 0.4 | 0.1 | N |  |  | OP | X | 1 | 2018 |  |  | N | Electric Utility | 1 | DFO |  |  |  |  | 10M | N | N | N
P48 | Brevig Mission | AEA-006 | 221 | Alaska Village Electric Cooperative | 7374 |  | 331270 | 169 | 039-0000 | Brevig Mission_grid | Bering Straits | 3 | Petroleum Liquids | IC | 2021 | EIA860 | S | 0.5 |  | 0.9 | 0.5 | 0.5 | 0.1 |  |  |  | RE | X | 6 | 2010 | 1 | 2018 | N | Electric Utility | 1 | DFO |  |  |  |  | 10M | N
P49 | Chevak | AEA-006 | 221 | Alaska Village Electric Cooperative | 6311 |  | 331280 | 169 | 040-0000 | Chevak_grid | Lower Yukon-Kuskokwim | 1A | Petroleum Liquids | IC | 2021 | EIA860 | S | 0.5 |  | 0.9 | 0.5 | 0.5 | 0.1 | N |  |  | OP | X | 10 | 2009 |  |  | N | Electric Utility | 1 | DFO |  |  |  |  | 10M | N
P49 | Chevak | AEA-006 | 221 | Alaska Village Electric Cooperative | 6311 |  | 331280 | 169 | 040-0000 | Chevak_grid | Lower Yukon-Kuskokwim | 2A | Petroleum Liquids | IC | 2021 | EIA860 | S | 0.5 |  | 0.9 | 0.5 | 0.5 | 0.1 | N |  |  | OP | X | 10 | 2009 |  |  | N | Electric Utility | 1 | DFO |  |  |  |  | 10M | N
P49 | Chevak | AEA-006 | 221 | Alaska Village Electric Cooperative | 6311 |  | 331280 | 169 | 040-0000 | Chevak_grid | Lower Yukon-Kuskokwim | 3A | Petroleum Liquids | IC | 2021 | EIA860 | S | 0.8 |  | 0.9 | 0.8 | 0.8 | 0.1 | N |  |  | OP | X | 10 | 2009 |  |  | N | Electric Utility | 1 | DFO |  |  |  |  | 10M | N
P49 | Chevak | AEA-006 | 221 | Alaska Village Electric Cooperative | 6311 |  | 331280 | 169 | 040-0000 | Chevak_grid | Lower Yukon-Kuskokwim | 1 | Petroleum Liquids | IC | 2021 | EIA860 | S | 0.4 |  |  | 0.4 | 0.4 |  |  |  |  | RE | X | 10 | 1977 | 10 | 2009 | N | Electric Utility | 1 | DFO | [5 empty] | N
P49 | Chevak | AEA-006 | 221 | Alaska Village Electric Cooperative | 6311 |  | 331280 | 169 | 040-0000 | Chevak_grid | Lower Yukon-Kuskokwim | 2 | Petroleum Liquids | IC | 2021 | EIA860 | S | 0.3 |  |  | 0.3 | 0.3 |  |  |  |  | RE | X | 11 | 1976 | 10 | 2009 | N | Electric Utility | 1 | DFO | [5 empty] | N
P49 | Chevak | AEA-006 | 221 | Alaska Village Electric Cooperative | 6311 |  | 331280 | 169 | 040-0000 | Chevak_grid | Lower Yukon-Kuskokwim | 3 | Petroleum Liquids | IC | 2021 | EIA860 | S | 0.3 |  |  | 0.3 | 0.3 |  |  |  |  | RE | X | 12 | 1979 | 10 | 2009 | N | Electric Utility | 1 | DFO | [5 empty] | N
P49 | Chevak | AEA-006 | 221 | Alaska Village Electric Cooperative | 6311 |  | 331280 | 169 | 040-0000 | Chevak_grid | Lower Yukon-Kuskokwim |  | Onshore Wind Turbine | WT |  | AEA |  | 0.4 | [8 empty] | OP |  | 12 | 2010 |  |  |  | Electric Utility | 1 | WND |  |  |  | 4
P5 | Akutan | AEA-004 |  | Akutan, City of |  | Town Creek | 331040 | 293 | 004-0000 | Akutan_grid | Aleutians |  | Conventional Hydroelectric | HY |  | AEA |  | 0.105 | [6 empty] | 1 | 2015 | OP |  |  | 1990 |  |  |  | Electric Utility | 1 | WAT |  |  |  | 0
P5 | Akutan | AEA-004 |  | Akutan, City of |  |  | 331040 | 293 | 004-0000 | Akutan_grid | Aleutians | 1 | Internal Combustion Engine | IC | 2021 | AEA PH Assessment |  | 0.15 | [8 empty] | OP | [6 empty] | Electric Utility |  | DFO | [9 empty] | John Deere | 6068AFM75
P5 | Akutan | AEA-004 |  | Akutan, City of |  |  | 331040 | 293 | 004-0000 | Akutan_grid | Aleutians | 2 | Internal Combustion Engine | IC | 2021 | AEA PH Assessment |  | 0.15 | [8 empty] | OP | [6 empty] | Electric Utility |  | DFO | [9 empty] | John Deere | 6068AFM75
P5 | Akutan | AEA-004 |  | Akutan, City of |  |  | 331040 | 293 | 004-0000 | Akutan_grid | Aleutians | 3 | Internal Combustion Engine | IC | 2021 | AEA PH Assessment |  | 0.1 | [8 empty] | OP | [6 empty] | Electric Utility |  | DFO | [9 empty] | John Deere | 6068TFM76
P50 | Elim | AEA-006 | 221 | Alaska Village Electric Cooperative | 6313 |  | 331300 | 169 | 043-0000 | Elim_grid | Bering Straits | UNIT3 | Petroleum Liquids | IC | 2021 | EIA860 | S | 1 |  | 0.9 | 0.5 | 0.5 | 0.1 |  |  |  | RE | X | 6 | 2003 | 6 | 2019 | Y | Electric Utility | 1 | DFO |  |  |  |  | 10M | N
P50 | Elim | AEA-006 | 221 | Alaska Village Electric Cooperative | 6313 |  | 331300 | 169 | 043-0000 | Elim_grid | Bering Straits | 1 | Internal Combustion Engine | IC | 2021 | AEA PH Assessment |  | 0.325 | [8 empty] | OP | [6 empty] | Electric Utility |  | DFO | [9 empty] | Detroit Diesel | 6063TK35
P50 | Elim | AEA-006 | 221 | Alaska Village Electric Cooperative | 6313 |  | 331300 | 169 | 043-0000 | Elim_grid | Bering Straits | 2 | Internal Combustion Engine | IC | 2021 | AEA PH Assessment |  | 0.325 | [8 empty] | OP | [6 empty] | Electric Utility |  | DFO | [9 empty] | Detroit Diesel | 6063TK35
P50 | Elim | AEA-006 | 221 | Alaska Village Electric Cooperative | 6313 |  | 331300 | 169 | 043-0000 | Elim_grid | Bering Straits | 3 | Internal Combustion Engine | IC | 2021 | AEA PH Assessment |  | 0.66 | [8 empty] | OP | [6 empty] | Electric Utility |  | DFO | [9 empty] | Cummins | QSX15-G9 NR2
P51 | Emmonak | AEA-006 | 221 | Alaska Village Electric Cooperative | 6314 |  | 331310 | 169 | 045-0000 | Emmonak_grid | Lower Yukon-Kuskokwim | 2A | Petroleum Liquids | IC | 2021 | EIA860 | S | 0.5 |  | 0.9 | 0.5 | 0.5 | 0.1 | N |  |  | OP | X | 10 | 2012 |  |  | N | Electric Utility | 1 | DFO |  |  |  |  | 10M | N
P51 | Emmonak | AEA-006 | 221 | Alaska Village Electric Cooperative | 6314 |  | 331310 | 169 | 045-0000 | Emmonak_grid | Lower Yukon-Kuskokwim | 4a | Petroleum Liquids | IC | 2021 | EIA860 | S | 0.5 |  | 0.9 | 0.5 | 0.5 | 0.1 | N |  |  | OP | X | 4 | 2005 |  |  | N | Electric Utility | 1 | DFO |  |  |  |  | 10M | N |  | N
P51 | Emmonak | AEA-006 | 221 | Alaska Village Electric Cooperative | 6314 |  | 331310 | 169 | 045-0000 | Emmonak_grid | Lower Yukon-Kuskokwim | 5B | Petroleum Liquids | IC | 2021 | EIA860 | S | 1.3 |  | 0.9 | 1.3 | 1.3 | 0.3 | N |  |  | OP | X | 6 | 2016 |  |  | N | Electric Utility | 1 | DFO |  |  |  |  | 10M | N |  | N
P51 | Emmonak | AEA-006 | 221 | Alaska Village Electric Cooperative | 6314 |  | 331310 | 169 | 045-0000 | Emmonak_grid | Lower Yukon-Kuskokwim | 6 | Petroleum Liquids | IC | 2021 | EIA860 | S | 0.9 |  | 0.9 | 0.9 | 0.9 | 0.2 | N |  |  | OP | X | 4 | 1995 |  |  | N | Electric Utility | 1 | DFO |  |  |  |  | 10M | N |  | N
P51 | Emmonak | AEA-006 | 221 | Alaska Village Electric Cooperative | 6314 |  | 331310 | 169 | 045-0000 | Emmonak_grid | Lower Yukon-Kuskokwim | 2 | Petroleum Liquids | IC | 2021 | EIA860 | S | 0.3 |  |  | 0.3 | 0.3 |  |  |  |  | RE | X | 12 | 1977 | 8 | 2011 | N | Electric Utility | 1 | DFO | [5 empty] | N
P51 | Emmonak | AEA-006 | 221 | Alaska Village Electric Cooperative | 6314 |  | 331310 | 169 | 045-0000 | Emmonak_grid | Lower Yukon-Kuskokwim | 4 | Petroleum Liquids | IC | 2021 | EIA860 | S | 0.3 |  |  | 0.3 | 0.3 |  |  |  |  | RE | X | 12 | 1980 | 4 | 2005 | N | Electric Utility | 1 | DFO | [5 empty] | N
P51 | Emmonak | AEA-006 | 221 | Alaska Village Electric Cooperative | 6314 |  | 331310 | 169 | 045-0000 | Emmonak_grid | Lower Yukon-Kuskokwim | 5 | Petroleum Liquids | IC | 2021 | EIA860 | S | 0.5 |  |  | 0.5 | 0.5 |  |  |  |  | RE | X | 3 | 1988 | 4 | 2005 | N | Electric Utility | 1 | DFO | [5 empty] | N |  | N
P51 | Emmonak | AEA-006 | 221 | Alaska Village Electric Cooperative | 6314 |  | 331310 | 169 | 045-0000 | Emmonak_grid | Lower Yukon-Kuskokwim | 5a | Petroleum Liquids | IC | 2021 | EIA860 | S | 0.5 |  | 0.9 | 0.5 | 0.5 | 0.1 |  |  |  | RE | X | 4 | 2005 | 6 | 2016 | N | Electric Utility | 1 | DFO |  |  |  |  | 10M | N |  | N
P51 | Emmonak | AEA-006 | 221 | Alaska Village Electric Cooperative | 6314 |  | 331310 | 169 | 045-0000 | Emmonak_grid | Lower Yukon-Kuskokwim |  | Onshore Wind Turbine | WT |  | AEA |  | 0.4 | [8 empty] | OP |  | 10 | 2011 |  |  |  | Electric Utility | 1 | WND |  |  |  | 4
P52 | Gambell | AEA-006 | 221 | Alaska Village Electric Cooperative | 6315 |  | 331320 | 169 | 046-0000 | Gambell_grid | Bering Straits | UNIT1 | Petroleum Liquids | IC | 2021 | EIA860 | S | 0.3 |  | 0.9 | 0.3 | 0.3 | 0.1 |  |  |  | RE | X | 12 | 1985 | 8 | 2006 | Y | Electric Utility | 1 | DFO |  |  |  |  | 10M | N
P52 | Gambell | AEA-006 | 221 | Alaska Village Electric Cooperative | 6315 |  | 331320 | 169 | 046-0000 | Gambell_grid | Bering Straits | 1 | Internal Combustion Engine | IC | 2021 | AEA PH Assessment |  | 0.6 | [8 empty] | OS | [6 empty] | Electric Utility |  | DFO | [9 empty] | Cummins | QSX15-G9
P52 | Gambell | AEA-006 | 221 | Alaska Village Electric Cooperative | 6315 |  | 331320 | 169 | 046-0000 | Gambell_grid | Bering Straits | 2 | Internal Combustion Engine | IC | 2021 | AEA PH Assessment |  | 0.6 | [8 empty] | OP | [6 empty] | Electric Utility |  | DFO | [9 empty] | Cummins | QSX15-G9 NR2
P52 | Gambell | AEA-006 | 221 | Alaska Village Electric Cooperative | 6315 |  | 331320 | 169 | 046-0000 | Gambell_grid | Bering Straits | 3 | Internal Combustion Engine | IC | 2021 | AEA PH Assessment |  | 0.75 | [8 empty] | OP | [6 empty] | Electric Utility |  | DFO | [9 empty] | Detroit Diesel | Series 2000
P52 | Gambell | AEA-006 | 221 | Alaska Village Electric Cooperative | 6315 |  | 331320 | 169 | 046-0000 | Gambell_grid | Bering Straits |  | Onshore Wind Turbine | WT |  | AEA |  | 0.3 | [8 empty] | OP |  | 1 | 2011 |  |  |  | Electric Utility | 1 | WND |  |  |  | 3
P53 | Hooper Bay | AEA-006 | 221 | Alaska Village Electric Cooperative | 6319 |  | 331360 | 169 | 050-0000 | Hooper Bay_grid | Lower Yukon-Kuskokwim | 3B | Petroleum Liquids | IC | 2021 | EIA860 | S | 0.4 |  | 0.9 | 0.4 | 0.4 | 0.1 | N |  |  | OP | X | 4 | 2018 |  |  | N | Electric Utility | 1 | DFO |  |  |  |  | 10M | N | N | N
P53 | Hooper Bay | AEA-006 | 221 | Alaska Village Electric Cooperative | 6319 |  | 331360 | 169 | 050-0000 | Hooper Bay_grid | Lower Yukon-Kuskokwim | 4B | Petroleum Liquids | IC | 2021 | EIA860 | S | 0.5 |  | 0.9 | 0.5 | 0.5 | 0.1 | N |  |  | OP | X | 7 | 2013 |  |  | N | Electric Utility | 1 | DFO |  |  |  |  | 10M | N
P53 | Hooper Bay | AEA-006 | 221 | Alaska Village Electric Cooperative | 6319 |  | 331360 | 169 | 050-0000 | Hooper Bay_grid | Lower Yukon-Kuskokwim | 5A | Petroleum Liquids | IC | 2021 | EIA860 | S | 0.8 |  | 0.9 | 0.8 | 0.8 | 0.2 | N |  |  | OP | X | 6 | 2016 |  |  | N | Electric Utility | 1 | DFO |  |  |  |  | 10M | N | N | N
P53 | Hooper Bay | AEA-006 | 221 | Alaska Village Electric Cooperative | 6319 |  | 331360 | 169 | 050-0000 | Hooper Bay_grid | Lower Yukon-Kuskokwim | 6 | Petroleum Liquids | IC | 2021 | EIA860 | S | 0.5 |  | 0.9 | 0.5 | 0.5 | 0.2 | N |  |  | OP | X | 10 | 1997 |  |  | N | Electric Utility | 1 | DFO |  |  |  |  | 10M | N
P53 | Hooper Bay | AEA-006 | 221 | Alaska Village Electric Cooperative | 6319 |  | 331360 | 169 | 050-0000 | Hooper Bay_grid | Lower Yukon-Kuskokwim | 3A | Petroleum Liquids | IC | 2021 | EIA860 | S | 0.3 |  | 0.9 | 0.3 | 0.3 | 0.1 |  |  |  | RE | X | 8 | 1988 | 4 | 2018 | N | Electric Utility | 1 | DFO |  |  |  |  | 10M | N
P53 | Hooper Bay | AEA-006 | 221 | Alaska Village Electric Cooperative | 6319 |  | 331360 | 169 | 050-0000 | Hooper Bay_grid | Lower Yukon-Kuskokwim | 4A | Petroleum Liquids | IC | 2021 | EIA860 | S | 0.3 |  | 0.9 | 0.3 | 0.3 | 0.1 |  |  |  | RE | X | 8 | 1987 | 7 | 2013 | N | Electric Utility | 1 | DFO |  |  |  |  | 10M | N
P53 | Hooper Bay | AEA-006 | 221 | Alaska Village Electric Cooperative | 6319 |  | 331360 | 169 | 050-0000 | Hooper Bay_grid | Lower Yukon-Kuskokwim | 5 | Petroleum Liquids | IC | 2021 | EIA860 | S | 0.5 |  | 0.9 | 0.5 | 0.5 | 0.1 |  |  |  | RE | X | 9 | 1991 | 6 | 2016 | N | Electric Utility | 1 | DFO |  |  |  |  | 10M | N
P53 | Hooper Bay | AEA-006 | 221 | Alaska Village Electric Cooperative | 6319 |  | 331360 | 169 | 050-0000 | Hooper Bay_grid | Lower Yukon-Kuskokwim |  | Onshore Wind Turbine | WT |  | AEA |  | 0.3 | [8 empty] | OP |  | 7 | 2010 |  |  |  | Electric Utility | 1 | WND |  |  |  | 3
P54 | Kasigluk | AEA-006 | 221 | Alaska Village Electric Cooperative | 57066 |  | 331390 | 169 | 055-0000 | Kasigluk_grid | Lower Yukon-Kuskokwim | 1 | Petroleum Liquids | IC | 2021 | EIA860 | S | 0.8 |  | 0.9 | 0.8 | 0.8 | 0.2 | N |  |  | OP | X | 12 | 2017 |  |  | N | Electric Utility | 1 | DFO |  |  |  |  | 10M | N | N | N
P54 | Kasigluk | AEA-006 | 221 | Alaska Village Electric Cooperative | 57066 |  | 331390 | 169 | 055-0000 | Kasigluk_grid | Lower Yukon-Kuskokwim | 5A | Petroleum Liquids | IC | 2021 | EIA860 | S | 0.7 |  | 0.9 | 0.7 | 0.7 | 0.2 | N |  |  | OP | X | 8 | 2004 |  |  | Y | Electric Utility | 1 | DFO |  |  |  |  | 10M | N | N | N
P54 | Kasigluk | AEA-006 | 221 | Alaska Village Electric Cooperative | 57066 |  | 331390 | 169 | 055-0000 | Kasigluk_grid | Lower Yukon-Kuskokwim | UNIT1 | Petroleum Liquids | IC | 2021 | EIA860 | S | 0.4 |  | 0.9 | 0.4 | 0.4 | 0.1 |  |  |  | RE | X | 5 | 2006 | 12 | 2017 | Y | Electric Utility | 1 | DFO |  |  |  |  | 10M | N
P54 | Kasigluk | AEA-006 | 221 | Alaska Village Electric Cooperative | 57066 |  | 331390 | 169 | 055-0000 | Kasigluk_grid | Lower Yukon-Kuskokwim | 2 | Internal Combustion Engine | IC | 2021 | AEA PH Assessment |  | 0.75 | [8 empty] | OP | [6 empty] | Electric Utility |  | DFO | [9 empty] | Caterpillar | 3456
P54 | Kasigluk | AEA-006 | 221 | Alaska Village Electric Cooperative | 57066 |  | 331390 | 169 | 055-0000 | Kasigluk_grid | Lower Yukon-Kuskokwim | 3 | Internal Combustion Engine | IC | 2021 | AEA PH Assessment |  | 0.756 | [8 empty] | OP | [6 empty] | Electric Utility |  | DFO | [9 empty] | Detroit Diesel | B1237K36
P54 | Kasigluk | AEA-006 | 221 | Alaska Village Electric Cooperative | 57066 |  | 331390 | 169 | 055-0000 | Kasigluk_grid | Lower Yukon-Kuskokwim |  | Onshore Wind Turbine | WT |  | AEA |  | 0.3 | [8 empty] | OP |  | 7 | 2010 |  |  |  | Electric Utility | 1 | WND |  |  |  | 3
P55 | Kiana | AEA-006 | 221 | Alaska Village Electric Cooperative | 6323 |  | 331400 | 169 | 057-0000 | Kiana_grid | Northwest Arctic | 1B | Petroleum Liquids | IC | 2021 | EIA860 | S | 0.3 |  | 0.9 | 0.3 | 0.3 | 0.1 | N |  |  | OP | X | 9 | 2001 |  |  | N | Electric Utility | 1 | DFO |  |  |  |  | 10M | N
P55 | Kiana | AEA-006 | 221 | Alaska Village Electric Cooperative | 6323 |  | 331400 | 169 | 057-0000 | Kiana_grid | Northwest Arctic | 3B | Petroleum Liquids | IC | 2021 | EIA860 | S | 0.4 |  | 0.9 | 0.4 | 0.4 | 0.1 | N |  |  | OP | X | 8 | 2019 |  |  | N | Electric Utility | 1 | DFO |  |  |  |  | 10M | N
P55 | Kiana | AEA-006 | 221 | Alaska Village Electric Cooperative | 6323 |  | 331400 | 169 | 057-0000 | Kiana_grid | Northwest Arctic | 4 | Petroleum Liquids | IC | 2021 | EIA860 | S | 0.5 |  | 0.9 | 0.5 | 0.5 | 0.1 | N |  |  | OP | X | 7 | 1984 |  |  | N | Electric Utility | 1 | DFO |  |  |  |  | 10M | N
P55 | Kiana | AEA-006 | 221 | Alaska Village Electric Cooperative | 6323 |  | 331400 | 169 | 057-0000 | Kiana_grid | Northwest Arctic | 1A | Petroleum Liquids | IC | 2021 | EIA860 | S | 0.3 |  |  | 0.3 | 0.3 |  |  |  |  | RE | X | 12 | 1977 | 1 | 2001 | N | Electric Utility | 1 | DFO | [5 empty] | N
P55 | Kiana | AEA-006 | 221 | Alaska Village Electric Cooperative | 6323 |  | 331400 | 169 | 057-0000 | Kiana_grid | Northwest Arctic | 2 | Petroleum Liquids | IC | 2021 | EIA860 | S | 0.3 |  |  | 0.3 | 0.3 |  |  |  |  | RE | X | 9 | 1990 | 6 | 2000 | N | Electric Utility | 1 | DFO | [5 empty] | N
P55 | Kiana | AEA-006 | 221 | Alaska Village Electric Cooperative | 6323 |  | 331400 | 169 | 057-0000 | Kiana_grid | Northwest Arctic | 3A | Petroleum Liquids | IC | 2021 | EIA860 | S | 0.3 |  | 0.9 | 0.4 | 0.4 | 0.1 | N |  |  | RE | X | 7 | 2000 | 8 | 2019 | N | Electric Utility | 1 | DFO |  |  |  |  | 10M | N
P56 | Kivalina | AEA-006 | 221 | Alaska Village Electric Cooperative | 6324 |  | 331410 | 169 | 058-0000 | Kivalina_grid | Northwest Arctic | UNIT1 | Petroleum Liquids | IC | 2021 | EIA860 | S | 0.2 |  | 0.9 | 0.2 | 0.2 | 0.1 | N |  |  | OP | X | 4 | 1996 |  |  | Y | Electric Utility | 1 | DFO |  |  |  |  | 10M | N
P56 | Kivalina | AEA-006 | 221 | Alaska Village Electric Cooperative | 6324 |  | 331410 | 169 | 058-0000 | Kivalina_grid | Northwest Arctic | UNIT2 | Petroleum Liquids | IC | 2021 | EIA860 | S | 0.3 |  | 0.9 | 0.3 | 0.3 | 0.1 | N |  |  | OP | X | 10 | 1977 |  |  | Y | Electric Utility | 1 | DFO |  |  |  |  | 10M | N
P56 | Kivalina | AEA-006 | 221 | Alaska Village Electric Cooperative | 6324 |  | 331410 | 169 | 058-0000 | Kivalina_grid | Northwest Arctic | UNIT3 | Petroleum Liquids | IC | 2021 | EIA860 | S | 0.2 |  | 0.9 | 0.2 | 0.2 | 0.1 | N |  |  | OP | X | 5 | 1990 |  |  | Y | Electric Utility | 1 | DFO |  |  |  |  | 10M | N
P56 | Kivalina | AEA-006 | 221 | Alaska Village Electric Cooperative | 6324 |  | 331410 | 169 | 058-0000 | Kivalina_grid | Northwest Arctic | UNIT4 | Petroleum Liquids | IC | 2021 | EIA860 | S | 0.4 |  | 0.9 | 0.4 | 0.4 | 0.1 | N |  |  | OP | X | 12 | 2004 |  |  | Y | Electric Utility | 1 | DFO |  |  |  |  | 10M | N
P57 | Kotlik | AEA-006 | 221 | Alaska Village Electric Cooperative | 57064 |  | 332120 | 169 | 059-0000 | Kotlik_grid | Lower Yukon-Kuskokwim | 1 | Internal Combustion Engine | IC | 2021 | AEA PH Assessment |  | 0.275 | [8 empty] | OS |  | 9 | 2007 |  |  |  | Electric Utility |  | DFO | [9 empty] | Cummins | K19G2 1200
P57 | Kotlik | AEA-006 | 221 | Alaska Village Electric Cooperative | 57064 |  | 332120 | 169 | 059-0000 | Kotlik_grid | Lower Yukon-Kuskokwim | 2 | Internal Combustion Engine | IC | 2021 | AEA PH Assessment |  | 0.275 | [8 empty] | OS |  | 9 | 2007 |  |  |  | Electric Utility |  | DFO | [9 empty] | Cummins | K19G2 1200
P57 | Kotlik | AEA-006 | 221 | Alaska Village Electric Cooperative | 57064 |  | 332120 | 169 | 059-0000 | Kotlik_grid | Lower Yukon-Kuskokwim | 3 | Internal Combustion Engine | IC | 2021 | AEA PH Assessment |  | 0.42 | [8 empty] | OP |  | 9 | 2007 |  |  |  | Electric Utility |  | DFO | [9 empty] | Cummins | K19G4 1800
P57 | Kotlik | AEA-006 | 221 | Alaska Village Electric Cooperative | 57064 |  | 332120 | 169 | 059-0000 | Kotlik_grid | Lower Yukon-Kuskokwim | 4 | Internal Combustion Engine | IC | 2021 | AEA PH Assessment |  | 0.42 | [8 empty] | OP |  | 9 | 2007 |  |  |  | Electric Utility |  | DFO | [9 empty] | Cummins | K19G4 1800
P58 | Koyuk | AEA-006 | 221 | Alaska Village Electric Cooperative | 6325 |  | 331420 | 169 | 060-0000 | Koyuk_grid | Bering Straits | 1 | Internal Combustion Engine | IC | 2021 | AEA PH Assessment |  | 0.224 | [8 empty] | OP |  | 2 | 2005 |  |  |  | Electric Utility |  | DFO | [9 empty] | Detroit Diesel | 6063KTK35
P58 | Koyuk | AEA-006 | 221 | Alaska Village Electric Cooperative | 6325 |  | 331420 | 169 | 060-0000 | Koyuk_grid | Bering Straits | 2 | Internal Combustion Engine | IC | 2021 | AEA PH Assessment |  | 0.325 | [8 empty] | OP |  | 2 | 2005 |  |  |  | Electric Utility |  | DFO | [9 empty] | Detroit Diesel | 6063TK35
P58 | Koyuk | AEA-006 | 221 | Alaska Village Electric Cooperative | 6325 |  | 331420 | 169 | 060-0000 | Koyuk_grid | Bering Straits | 3 | Internal Combustion Engine | IC | 2021 | AEA PH Assessment |  | 0.5 | [8 empty] | OP |  | 2 | 2005 |  |  |  | Electric Utility |  | DFO | [9 empty] | Cummins | QSX15
P59 | Marshall | AEA-006 | 221 | Alaska Village Electric Cooperative | 6326 |  | 331440 | 169 | 061-0000 | Marshall_grid | Lower Yukon-Kuskokwim | 1 | Internal Combustion Engine | IC | 2021 | AEA PH Assessment |  | 0.5 | [8 empty] | OP | [6 empty] | Electric Utility |  | DFO | [9 empty] | Caterpillar | 3456
P59 | Marshall | AEA-006 | 221 | Alaska Village Electric Cooperative | 6326 |  | 331440 | 169 | 061-0000 | Marshall_grid | Lower Yukon-Kuskokwim | 2 | Internal Combustion Engine | IC | 2021 | AEA PH Assessment |  | 0.325 | [8 empty] | OP | [6 empty] | Electric Utility |  | DFO | [9 empty] | Detroit Diesel | 6063TK35
P59 | Marshall | AEA-006 | 221 | Alaska Village Electric Cooperative | 6326 |  | 331440 | 169 | 061-0000 | Marshall_grid | Lower Yukon-Kuskokwim | 3 | Internal Combustion Engine | IC | 2021 | AEA PH Assessment |  | 0.325 | [8 empty] | OP | [6 empty] | Electric Utility |  | DFO | [9 empty] | Detroit Diesel | S60K4c 1800
P6 | Annex Creek | AEA-133 | 213 | Alaska Electric Light & Power Company | 62 |  |  | 1 | 222-0000 | Juneau_grid | Southeast | 5 | Conventional Hydroelectric | HY | 2021 | EIA860 | S | 1.8 |  | 0.8 | 1.8 | 1.8 | 0.1 | N |  |  | OP | X | 12 | 1915 |  |  | N | Electric Utility | 1 | WAT |  |  |  |  | 10M | N
P6 | Annex Creek | AEA-133 | 213 | Alaska Electric Light & Power Company | 62 |  |  | 1 | 222-0000 | Juneau_grid | Southeast | 6 | Conventional Hydroelectric | HY | 2021 | EIA860 | S | 2.2 |  | 0.8 | 1.8 | 1.8 | 0.1 | N |  |  | OP | X | 12 | 1915 |  |  | N | Electric Utility | 1 | WAT |  |  |  |  | 10M | N
P60 | Mountain Village | AEA-006 | 221 | Alaska Village Electric Cooperative | 6329 |  | 331470 | 169 | 075-2020 | Saint Mary's_grid | Lower Yukon-Kuskokwim | 3A | Petroleum Liquids | IC | 2021 | EIA860 | S | 0.3 |  | 0.9 | 0.3 | 0.3 | 0.1 |  |  |  | RE | X | 1 | 1977 | 3 | 2005 | N | Electric Utility | 1 | DFO |  |  |  |  | 10M | N
P60 | Mountain Village | AEA-006 | 221 | Alaska Village Electric Cooperative | 6329 |  | 331470 | 169 | 075-2020 | Saint Mary's_grid | Lower Yukon-Kuskokwim | 4 | Petroleum Liquids | IC | 2021 | EIA860 | S | 0.6 |  | 0.9 | 0.6 | 0.6 | 0.1 |  |  |  | RE | X | 11 | 1982 | 12 | 2015 | N | Electric Utility | 1 | DFO |  |  |  |  | 10M | N
P60 | Mountain Village | AEA-006 | 221 | Alaska Village Electric Cooperative | 6329 |  | 331470 | 169 | 075-2020 | Saint Mary's_grid | Lower Yukon-Kuskokwim | 5 | Petroleum Liquids | IC | 2021 | EIA860 | S | 0.5 |  | 0.9 | 0.5 | 0.5 | 0.1 |  |  |  | RE | X | 9 | 1988 | 12 | 2003 | N | Electric Utility | 1 | DFO |  |  |  |  | 10M | N
P60 | Mountain Village | AEA-006 | 221 | Alaska Village Electric Cooperative | 6329 |  | 331470 | 169 | 075-2020 | Saint Mary's_grid | Lower Yukon-Kuskokwim | 1 | Internal Combustion Engine | IC | 2021 | AEA PH Assessment |  | 0.3 | [8 empty] | OS | [6 empty] | Electric Utility |  | DFO | [9 empty] | Caterpillar | 3412 1200
P60 | Mountain Village | AEA-006 | 221 | Alaska Village Electric Cooperative | 6329 |  | 331470 | 169 | 075-2020 | Saint Mary's_grid | Lower Yukon-Kuskokwim | 2 | Internal Combustion Engine | IC | 2021 | AEA PH Assessment |  | 0.5 | [8 empty] | OS | [6 empty] | Electric Utility |  | DFO | [9 empty] | CAT | 3456
P60 | Mountain Village | AEA-006 | 221 | Alaska Village Electric Cooperative | 6329 |  | 331470 | 169 | 075-2020 | Saint Mary's_grid | Lower Yukon-Kuskokwim | 3 | Internal Combustion Engine | IC | 2021 | AEA PH Assessment |  | 0.75 | [8 empty] | OP | [6 empty] | Electric Utility |  | DFO | [9 empty] | Cummins | QST30-G5
P60 | Mountain Village | AEA-006 | 221 | Alaska Village Electric Cooperative | 6329 |  | 331470 | 169 | 075-2020 | Saint Mary's_grid | Lower Yukon-Kuskokwim | 4 | Internal Combustion Engine | IC | 2021 | AEA PH Assessment |  | 0.75 | [8 empty] | OP | [6 empty] | Electric Utility |  | DFO | [9 empty] | MTU | 12U2000
P61 | New Stuyahok | AEA-006 | 221 | Alaska Village Electric Cooperative | 6334 |  | 331480 | 169 | 065-0000 | New Stuyahok_grid | Bristol Bay | 3 | Petroleum Liquids | IC | 2021 | EIA860 | S | 0.5 |  | 0.9 | 0.5 | 0.5 | 0.1 | N |  |  | RE | X | 3 | 2012 | 12 | 2020 | N | Electric Utility | 1 | DFO |  |  |  |  | 10M | N
P61 | New Stuyahok | AEA-006 | 221 | Alaska Village Electric Cooperative | 6334 |  | 331480 | 169 | 065-0000 | New Stuyahok_grid | Bristol Bay | 1 | Internal Combustion Engine | IC | 2021 | AEA PH Assessment |  | 0.4 | [8 empty] | OP | [6 empty] | Electric Utility |  | DFO | [9 empty] | Cummins | QSX15-G9
P61 | New Stuyahok | AEA-006 | 221 | Alaska Village Electric Cooperative | 6334 |  | 331480 | 169 | 065-0000 | New Stuyahok_grid | Bristol Bay | 2 | Internal Combustion Engine | IC | 2021 | AEA PH Assessment |  | 0.376 | [8 empty] | OP | [6 empty] | Electric Utility |  | DFO | [9 empty] | Detroit Diesel | 6063GK05
P61 | New Stuyahok | AEA-006 | 221 | Alaska Village Electric Cooperative | 6334 |  | 331480 | 169 | 065-0000 | New Stuyahok_grid | Bristol Bay | 3 | Internal Combustion Engine | IC | 2021 | AEA PH Assessment |  | 0.455 | [8 empty] | OP | [6 empty] | Electric Utility |  | DFO | [9 empty] | Caterpillar | 3456
P62 | Noatak | AEA-006 | 221 | Alaska Village Electric Cooperative | 6331 |  | 331500 | 169 | 066-0000 | Noatak_grid | Northwest Arctic | UNIT5 | Petroleum Liquids | IC | 2021 | EIA860 | S | 0.4 |  | 0.9 | 0.4 | 0.4 | 0.1 |  |  |  | RE | X | 4 | 1990 | 8 | 2015 | Y | Electric Utility | 1 | DFO |  |  |  |  | 10M | N
P62 | Noatak | AEA-006 | 221 | Alaska Village Electric Cooperative | 6331 |  | 331500 | 169 | 066-0000 | Noatak_grid | Northwest Arctic | 1 | Internal Combustion Engine | IC | 2021 | AEA PH Assessment |  | 0.268 | [8 empty] | OP | [6 empty] | Electric Utility |  | DFO | [9 empty] | Detroit Diesel | 6063TK35
P62 | Noatak | AEA-006 | 221 | Alaska Village Electric Cooperative | 6331 |  | 331500 | 169 | 066-0000 | Noatak_grid | Northwest Arctic | 2 | Internal Combustion Engine | IC | 2021 | AEA PH Assessment |  | 0.5 | [8 empty] | OP | [6 empty] | Electric Utility |  | DFO | [9 empty] | Cummins | QSX15-G9
P62 | Noatak | AEA-006 | 221 | Alaska Village Electric Cooperative | 6331 |  | 331500 | 169 | 066-0000 | Noatak_grid | Northwest Arctic | 3 | Internal Combustion Engine | IC | 2021 | AEA PH Assessment |  | 0.484 | [8 empty] | OP | [6 empty] | Electric Utility |  | DFO | [9 empty] | Caterpillar | 3456
P63 | Noorvik | AEA-006 | 221 | Alaska Village Electric Cooperative | 6330 |  | 331510 | 169 | 067-0000 | Noorvik_grid | Northwest Arctic | 2A | Petroleum Liquids | IC | 2021 | EIA860 | S | 0.4 |  | 0.9 | 0.4 | 0.4 | 0.1 |  |  |  | RE | X | 10 | 1999 | 7 | 2017 | N | Electric Utility | 1 | DFO |  |  |  |  | 10M | N
P63 | Noorvik | AEA-006 | 221 | Alaska Village Electric Cooperative | 6330 |  | 331510 | 169 | 067-0000 | Noorvik_grid | Northwest Arctic | 3 | Petroleum Liquids | IC | 2021 | EIA860 | S | 0.3 |  | 0.9 | 0.3 | 0.3 | 0.1 |  |  |  | RE | X | 4 | 1984 | 12 | 2003 | N | Electric Utility | 1 | DFO |  |  |  |  | 10M | N
P63 | Noorvik | AEA-006 | 221 | Alaska Village Electric Cooperative | 6330 |  | 331510 | 169 | 067-0000 | Noorvik_grid | Northwest Arctic | 1 | Internal Combustion Engine | IC | 2021 | AEA PH Assessment |  | 0.376 | [8 empty] | OP | [6 empty] | Electric Utility |  | DFO | [9 empty] | Detroit Diesel | 6063GK05
P63 | Noorvik | AEA-006 | 221 | Alaska Village Electric Cooperative | 6330 |  | 331510 | 169 | 067-0000 | Noorvik_grid | Northwest Arctic | 2 | Internal Combustion Engine | IC | 2021 | AEA PH Assessment |  | 0.5 | [8 empty] | OP | [6 empty] | Electric Utility |  | DFO | [9 empty] | Detroit Diesel | K1964 1800
P63 | Noorvik | AEA-006 | 221 | Alaska Village Electric Cooperative | 6330 |  | 331510 | 169 | 067-0000 | Noorvik_grid | Northwest Arctic | 3 | Internal Combustion Engine | IC | 2021 | AEA PH Assessment |  | 0.75 | [8 empty] | OP | [6 empty] | Electric Utility |  | DFO | [9 empty] | Detroit Diesel | 12V2000
P63 | Noorvik | AEA-006 | 221 | Alaska Village Electric Cooperative | 6330 |  | 331510 | 169 | 067-0000 | Noorvik_grid | Northwest Arctic |  | Solar PV | PV |  | AEA |  | 0.023 | [8 empty] | OP |  | 12 | 2016 |  |  |  | Electric Utility | 1 | SUN |  |  |  | 0
P64 | Nunapitchuk | AEA-006 | 221 | Alaska Village Electric Cooperative | 6333 |  | 331530 | 169 | 204-0000 | Nunapitchuk_grid | Lower Yukon-Kuskokwim | 1A | Petroleum Liquids | IC | 2021 | EIA860 | S | 0.5 |  | 0.9 | 0.5 | 0.5 | 0.1 | N |  |  | SB | Y | 7 | 2006 |  |  | N | Electric Utility | 1 | DFO |  |  |  |  | 10M | N
P64 | Nunapitchuk | AEA-006 | 221 | Alaska Village Electric Cooperative | 6333 |  | 331530 | 169 | 204-0000 | Nunapitchuk_grid | Lower Yukon-Kuskokwim | 2 | Petroleum Liquids | IC | 2021 | EIA860 | S | 0.3 |  |  | 0.3 | 0.3 |  |  |  |  | RE | X | 1 | 1976 | 2 | 2006 | N | Electric Utility | 1 | DFO
P64 | Nunapitchuk | AEA-006 | 221 | Alaska Village Electric Cooperative | 6333 |  | 331530 | 169 | 204-0000 | Nunapitchuk_grid | Lower Yukon-Kuskokwim | 3 | Petroleum Liquids | IC | 2021 | EIA860 | S | 0.3 |  |  | 0.3 | 0.3 |  |  |  |  | RE | X | 4 | 1976 | 2 | 2006 | N | Electric Utility | 1 | DFO
P64 | Nunapitchuk | AEA-006 | 221 | Alaska Village Electric Cooperative | 6333 |  | 331530 | 169 | 204-0000 | Nunapitchuk_grid | Lower Yukon-Kuskokwim | 4 | Petroleum Liquids | IC | 2021 | EIA860 | S | 0.6 |  |  | 0.6 | 0.6 |  |  |  |  | RE | X | 2 | 1986 | 2 | 2006 | N | Electric Utility | 1 | DFO
P64 | Nunapitchuk | AEA-006 | 221 | Alaska Village Electric Cooperative | 6333 |  | 331530 | 169 | 204-0000 | Nunapitchuk_grid | Lower Yukon-Kuskokwim | 5 | Petroleum Liquids | IC | 2021 | EIA860 | S | 0.5 |  |  | 0.5 | 0.5 |  |  |  |  | RE | X | 12 | 1994 | 6 | 2004 | N | Electric Utility | 1 | DFO
P65 | Pilot Station | AEA-006 | 221 | Alaska Village Electric Cooperative | 6335 |  | 331550 | 169 | 070-0000 | Pilot Station_grid | Lower Yukon-Kuskokwim | UNIT1 | Petroleum Liquids | IC | 2021 | EIA860 | S | 0.4 |  | 0.9 | 0.4 | 0.4 | 0.1 |  |  |  | RE | X | 12 | 1998 | 4 | 2018 | Y | Electric Utility | 1 | DFO |  |  |  |  | 10M | N
P65 | Pilot Station | AEA-006 | 221 | Alaska Village Electric Cooperative | 6335 |  | 331550 | 169 | 070-0000 | Pilot Station_grid | Lower Yukon-Kuskokwim | 1 | Internal Combustion Engine | IC | 2021 | AEA PH Assessment |  | 0.625 | [8 empty] | OP | [6 empty] | Electric Utility |  | DFO | [9 empty] | Cummins | QSX
P65 | Pilot Station | AEA-006 | 221 | Alaska Village Electric Cooperative | 6335 |  | 331550 | 169 | 070-0000 | Pilot Station_grid | Lower Yukon-Kuskokwim | 2 | Internal Combustion Engine | IC | 2021 | AEA PH Assessment |  | 0.5 | [8 empty] | OP | [6 empty] | Electric Utility |  | DFO | [9 empty] | Cummins | QSX
P65 | Pilot Station | AEA-006 | 221 | Alaska Village Electric Cooperative | 6335 |  | 331550 | 169 | 070-0000 | Pilot Station_grid | Lower Yukon-Kuskokwim | 3 | Internal Combustion Engine | IC | 2021 | AEA PH Assessment |  | 0.376 | [8 empty] | OP | [6 empty] | Electric Utility |  | DFO | [9 empty] | Detroit Diesel | 6063MK35
P66 | Quinhagak | AEA-006 | 221 | Alaska Village Electric Cooperative | 6337 |  | 331570 | 169 | 071-0000 | Quinhagak_grid | Lower Yukon-Kuskokwim | UNIT3 | Petroleum Liquids | IC | 2021 | EIA860 | S | 0.4 |  | 0.9 | 0.4 | 0.4 | 0.1 |  |  |  | RE | X | 12 | 1986 | 8 | 2019 | Y | Electric Utility | 1 | DFO |  |  |  |  | 10M | N
P66 | Quinhagak | AEA-006 | 221 | Alaska Village Electric Cooperative | 6337 |  | 331570 | 169 | 071-0000 | Quinhagak_grid | Lower Yukon-Kuskokwim | 1 | Internal Combustion Engine | IC | 2021 | AEA PH Assessment |  | 0.528 | [8 empty] | OP | [6 empty] | Electric Utility |  | DFO | [9 empty] | Caterpillar | 3456
P66 | Quinhagak | AEA-006 | 221 | Alaska Village Electric Cooperative | 6337 |  | 331570 | 169 | 071-0000 | Quinhagak_grid | Lower Yukon-Kuskokwim | 2 | Internal Combustion Engine | IC | 2021 | AEA PH Assessment |  | 0.376 | [8 empty] | OP | [6 empty] | Electric Utility |  | DFO | [9 empty] | Detroit Diesel | S60K4c 1800
P66 | Quinhagak | AEA-006 | 221 | Alaska Village Electric Cooperative | 6337 |  | 331570 | 169 | 071-0000 | Quinhagak_grid | Lower Yukon-Kuskokwim | 3 | Internal Combustion Engine | IC | 2021 | AEA PH Assessment |  | 0.376 | [8 empty] | OP | [6 empty] | Electric Utility |  | DFO | [9 empty] | Cummins | K19G4 1800
P66 | Quinhagak | AEA-006 | 221 | Alaska Village Electric Cooperative | 6337 |  | 331570 | 169 | 071-0000 | Quinhagak_grid | Lower Yukon-Kuskokwim |  | Onshore Wind Turbine | WT |  | AEA |  | 0.3 | [8 empty] | OP |  | 11 | 2010 |  |  |  | Electric Utility | 1 | WND |  |  |  | 3
P67 | Saint Mary's | AEA-006 | 221 | Alaska Village Electric Cooperative | 6338 |  | 331660 | 169 | 075-2020 | Saint Mary's_grid | Lower Yukon-Kuskokwim | 1 | Petroleum Liquids | IC | 2021 | EIA860 | S | 0.6 |  |  | 0.6 | 0.6 |  |  |  |  | RE | X | 5 | 1977 | 12 | 2006 | N | Electric Utility | 1 | DFO | [5 empty] | N
P67 | Saint Mary's | AEA-006 | 221 | Alaska Village Electric Cooperative | 6338 |  | 331660 | 169 | 075-2020 | Saint Mary's_grid | Lower Yukon-Kuskokwim | 1 | Internal Combustion Engine | IC | 2021 | AEA PH Assessment |  | 0.455 | [8 empty] | OP | [6 empty] | Electric Utility |  | DFO | [9 empty] | Cummins | QSX15-G9 NR2
P67 | Saint Mary's | AEA-006 | 221 | Alaska Village Electric Cooperative | 6338 |  | 331660 | 169 | 075-2020 | Saint Mary's_grid | Lower Yukon-Kuskokwim | 2 | Internal Combustion Engine | IC | 2021 | AEA PH Assessment |  | 0.91 | [8 empty] | OS | [6 empty] | Electric Utility |  | DFO | [9 empty] | Caterpillar | 3508
P67 | Saint Mary's | AEA-006 | 221 | Alaska Village Electric Cooperative | 6338 |  | 331660 | 169 | 075-2020 | Saint Mary's_grid | Lower Yukon-Kuskokwim | 3 | Internal Combustion Engine | IC | 2021 | AEA PH Assessment |  | 0.915 | [8 empty] | OP | [6 empty] | Electric Utility |  | DFO | [9 empty] | Caterpillar | 3512-DITA
P67 | Saint Mary's | AEA-006 | 221 | Alaska Village Electric Cooperative | 6338 |  | 331660 | 169 | 075-2020 | Saint Mary's_grid | Lower Yukon-Kuskokwim |  | Onshore Wind Turbine | WT |  | AEA |  | 0.9 | [8 empty] | OP |  | 12 | 2018 |  |  |  | Electric Utility | 1 | WND |  |  |  | 1
P68 | Savoonga | AEA-006 | 221 | Alaska Village Electric Cooperative | 6340 |  | 331590 | 169 | 076-0000 | Savoonga_grid | Bering Straits | UNIT2 | Petroleum Liquids | IC | 2021 | EIA860 | S | 0.5 |  | 0.9 | 0.5 | 0.5 | 0.1 | N |  |  | RE | X | 7 | 2008 | 5 | 2019 | Y | Electric Utility | 1 | DFO |  |  |  |  | 10M | N
P68 | Savoonga | AEA-006 | 221 | Alaska Village Electric Cooperative | 6340 |  | 331590 | 169 | 076-0000 | Savoonga_grid | Bering Straits | 1 | Internal Combustion Engine | IC | 2021 | AEA PH Assessment |  | 0.5 | [8 empty] | OP |  | 5 | 2008 |  |  |  | Electric Utility |  | DFO | [9 empty] | Detroit Diesel Series 60 | L15027
P68 | Savoonga | AEA-006 | 221 | Alaska Village Electric Cooperative | 6340 |  | 331590 | 169 | 076-0000 | Savoonga_grid | Bering Straits | 2 | Internal Combustion Engine | IC | 2021 | AEA PH Assessment |  | 0.5 | [8 empty] | OP |  | 5 | 2008 |  |  |  | Electric Utility |  | DFO | [9 empty] | Cummins | QSX
P68 | Savoonga | AEA-006 | 221 | Alaska Village Electric Cooperative | 6340 |  | 331590 | 169 | 076-0000 | Savoonga_grid | Bering Straits | 3 | Internal Combustion Engine | IC | 2021 | AEA PH Assessment |  | 0.5 | [8 empty] | OP |  | 5 | 2008 |  |  |  | Electric Utility |  | DFO | [9 empty] | Cummins | QSK23
P68 | Savoonga | AEA-006 | 221 | Alaska Village Electric Cooperative | 6340 |  | 331590 | 169 | 076-0000 | Savoonga_grid | Bering Straits |  | Onshore Wind Turbine | WT |  | AEA |  | 0.2 | [8 empty] | OP |  | 11 | 2008 |  |  |  | Electric Utility | 1 | WND |  |  |  | 2
P69 | Scammon Bay | AEA-006 | 221 | Alaska Village Electric Cooperative | 6342 |  | 331600 | 169 | 077-0000 | Scammon Bay_grid | Lower Yukon-Kuskokwim | 1 | Internal Combustion Engine | IC | 2021 | AEA PH Assessment |  | 0.275 | [8 empty] | OP | [6 empty] | Electric Utility |  | DFO | [9 empty] | Detroit Diesel | 6063TK35
P69 | Scammon Bay | AEA-006 | 221 | Alaska Village Electric Cooperative | 6342 |  | 331600 | 169 | 077-0000 | Scammon Bay_grid | Lower Yukon-Kuskokwim | 2 | Internal Combustion Engine | IC | 2021 | AEA PH Assessment |  | 0.35 | [8 empty] | OP | [6 empty] | Electric Utility |  | DFO | [9 empty] | Cummins | KTA19G-2
P69 | Scammon Bay | AEA-006 | 221 | Alaska Village Electric Cooperative | 6342 |  | 331600 | 169 | 077-0000 | Scammon Bay_grid | Lower Yukon-Kuskokwim | 3 | Internal Combustion Engine | IC | 2021 | AEA PH Assessment |  | 0.455 | [8 empty] | OP | [6 empty] | Electric Utility |  | DFO | [9 empty] | Cummins | QSX
P7 | Auke Bay | AEA-133 | 213 | Alaska Electric Light & Power Company | 7250 |  |  | 1 | 222-0000 | Juneau_grid | Southeast | 13 | Petroleum Liquids | GT | 2021 | EIA860 | S | 2.8 |  | 0.8 | 2.8 | 2.8 | 0.5 | N |  |  | SB | Y | 8 | 1993 |  |  | N | Electric Utility | 1 | DFO |  |  |  |  | 1H | N | N | N
P7 | Auke Bay | AEA-133 | 213 | Alaska Electric Light & Power Company | 7250 |  |  | 1 | 222-0000 | Juneau_grid | Southeast | 14 | Petroleum Liquids | GT | 2021 | EIA860 | S | 30.9 |  | 0.85 | 23 | 23 | 9 | N |  |  | SB | Y | 12 | 1994 |  |  | N | Electric Utility | 1 | DFO |  |  |  |  | 1H | N | N | N
P7 | Auke Bay | AEA-133 | 213 | Alaska Electric Light & Power Company | 7250 |  |  | 1 | 222-0000 | Juneau_grid | Southeast | 4 | Petroleum Liquids | IC | 2021 | EIA860 | S | 2.5 |  | 0.8 | 2.5 | 2.5 | 0.5 | N |  |  | SB | Y | 9 | 1980 |  |  | N | Electric Utility | 1 | DFO |  |  |  |  | 10M | N | N | N
P70 | Selawik | AEA-006 | 221 | Alaska Village Electric Cooperative | 6341 |  | 331610 | 169 | 078-0000 | Selawik_grid | Northwest Arctic | 1 | Petroleum Liquids | IC | 2021 | EIA860 | S | 0.3 |  |  | 0.3 | 0.3 |  | N |  |  | RE | X | 12 | 1974 | 6 | 2003 | N | Electric Utility | 1 | DFO | [5 empty] | N
P70 | Selawik | AEA-006 | 221 | Alaska Village Electric Cooperative | 6341 |  | 331610 | 169 | 078-0000 | Selawik_grid | Northwest Arctic | 1A | Petroleum Liquids | IC | 2021 | EIA860 | S | 0.3 |  | 0.9 | 0.3 | 0.3 | 0.1 | N |  |  | RE | X | 6 | 2003 | 12 | 2020 | N | Electric Utility | 1 | DFO |  |  |  |  | 10M | N
P70 | Selawik | AEA-006 | 221 | Alaska Village Electric Cooperative | 6341 |  | 331610 | 169 | 078-0000 | Selawik_grid | Northwest Arctic | 2 | Petroleum Liquids | IC | 2021 | EIA860 | S | 0.7 |  |  | 0.7 | 0.7 |  |  |  |  | RE | X | 6 | 2003 | 4 | 2005 | N | Electric Utility | 1 | DFO | [5 empty] | N
P70 | Selawik | AEA-006 | 221 | Alaska Village Electric Cooperative | 6341 |  | 331610 | 169 | 078-0000 | Selawik_grid | Northwest Arctic | 2A | Petroleum Liquids | IC | 2021 | EIA860 | S | 0.5 |  | 0.9 | 0.5 | 0.5 | 0.1 |  |  |  | RE | X | 4 | 2005 | 8 | 2013 | N | Electric Utility | 1 | DFO |  |  |  |  | 10M | N
P70 | Selawik | AEA-006 | 221 | Alaska Village Electric Cooperative | 6341 |  | 331610 | 169 | 078-0000 | Selawik_grid | Northwest Arctic | 3 | Petroleum Liquids | IC | 2021 | EIA860 | S | 0.3 |  |  | 0.3 | 0.3 |  |  |  |  | RE | X | 0 | 1978 | 6 | 2003 | N | Electric Utility | 1 | DFO | [5 empty] | N
P70 | Selawik | AEA-006 | 221 | Alaska Village Electric Cooperative | 6341 |  | 331610 | 169 | 078-0000 | Selawik_grid | Northwest Arctic | 3A | Petroleum Liquids | IC | 2021 | EIA860 | S | 0.8 |  | 0.9 | 0.8 | 0.8 | 0.2 |  |  |  | RE | X | 6 | 1996 | 3 | 2014 | N | Electric Utility | 1 | DFO |  |  |  |  | 10M | N
P70 | Selawik | AEA-006 | 221 | Alaska Village Electric Cooperative | 6341 |  | 331610 | 169 | 078-0000 | Selawik_grid | Northwest Arctic | 1 | Internal Combustion Engine | IC | 2021 | AEA PH Assessment |  | 0.75 | [8 empty] | OP | [6 empty] | Electric Utility |  | DFO | [9 empty] | Cummins | QST30-GI
P70 | Selawik | AEA-006 | 221 | Alaska Village Electric Cooperative | 6341 |  | 331610 | 169 | 078-0000 | Selawik_grid | Northwest Arctic | 2 | Internal Combustion Engine | IC | 2021 | AEA PH Assessment |  | 0.5 | [8 empty] | OP | [6 empty] | Electric Utility |  | DFO | [9 empty] | Cummins | QSX
P70 | Selawik | AEA-006 | 221 | Alaska Village Electric Cooperative | 6341 |  | 331610 | 169 | 078-0000 | Selawik_grid | Northwest Arctic | 3 | Internal Combustion Engine | IC | 2021 | AEA PH Assessment |  | 1 | [8 empty] | OP | [6 empty] | Electric Utility |  | DFO | [9 empty] | Cummins | KTA38-G4
P70 | Selawik | AEA-006 | 221 | Alaska Village Electric Cooperative | 6341 |  | 331610 | 169 | 078-0000 | Selawik_grid | Northwest Arctic |  | Onshore Wind Turbine | WT |  | AEA |  | 0.26 | [8 empty] | OP |  | 10 | 2003 |  |  |  | Electric Utility | 1 | WND |  |  |  | 4
P71 | Shishmaref | AEA-006 | 221 | Alaska Village Electric Cooperative | 6345 |  | 331640 | 169 | 081-0000 | Shishmaref_grid | Bering Straits | 3 | Petroleum Liquids | IC | 2021 | EIA860 | S | 0.3 |  | 0.9 | 0.3 | 0.3 | 0.1 |  |  |  | RE | X | 2 | 1977 | 4 | 2002 | N | Electric Utility | 1 | DFO |  |  |  |  | 10M | N
P71 | Shishmaref | AEA-006 | 221 | Alaska Village Electric Cooperative | 6345 |  | 331640 | 169 | 081-0000 | Shishmaref_grid | Bering Straits | 4 | Petroleum Liquids | IC | 2021 | EIA860 | S | 0.5 |  | 0.9 | 0.5 | 0.5 | 0.1 |  |  |  | RE | X | 2 | 1988 | 7 | 2006 | N | Electric Utility | 1 | DFO |  |  |  |  | 10M | N
P71 | Shishmaref | AEA-006 | 221 | Alaska Village Electric Cooperative | 6345 |  | 331640 | 169 | 081-0000 | Shishmaref_grid | Bering Straits | 1 | Internal Combustion Engine | IC | 2021 | AEA PH Assessment |  | 0.376 | [8 empty] | OP | [6 empty] | Electric Utility |  | DFO | [9 empty] | Detroit Diesel | S60K4c
P71 | Shishmaref | AEA-006 | 221 | Alaska Village Electric Cooperative | 6345 |  | 331640 | 169 | 081-0000 | Shishmaref_grid | Bering Straits | 2 | Internal Combustion Engine | IC | 2021 | AEA PH Assessment |  | 0.3 | [8 empty] | OP | [6 empty] | Electric Utility |  | DFO | [9 empty] | Caterpillar | D353
P71 | Shishmaref | AEA-006 | 221 | Alaska Village Electric Cooperative | 6345 |  | 331640 | 169 | 081-0000 | Shishmaref_grid | Bering Straits | 3 | Internal Combustion Engine | IC | 2021 | AEA PH Assessment |  | 0.26 | [8 empty] | OP | [6 empty] | Electric Utility |  | DFO | [9 empty] | Cummins | K19G2
P71 | Shishmaref | AEA-006 | 221 | Alaska Village Electric Cooperative | 6345 |  | 331640 | 169 | 081-0000 | Shishmaref_grid | Bering Straits | 4 | Internal Combustion Engine | IC | 2021 | AEA PH Assessment |  | 0.5 | [8 empty] | OP |  | 6 | 2017 |  |  |  | Electric Utility |  | DFO | [9 empty] | Cummins | QSX15-G9
P72 | Shungnak | AEA-006 | 221 | Alaska Village Electric Cooperative | 6346 |  | 331650 | 169 | 149-1980 | Shungnak_grid | Northwest Arctic |  | Batteries | BA |  | NWAB |  | 0.235 | 0.384 | [7 empty] | OP |  | 9 | 2021 |  |  |  | Electric Utility | 1 | MWH
P72 | Shungnak | AEA-006 | 221 | Alaska Village Electric Cooperative | 6346 |  | 331650 | 169 | 149-1980 | Shungnak_grid | Northwest Arctic | 1 | Internal Combustion Engine | IC | 2021 | AEA PH Assessment |  | 0.5 | [8 empty] | OP | [6 empty] | Electric Utility |  | DFO | [9 empty] | Caterpillar | 3456
P72 | Shungnak | AEA-006 | 221 | Alaska Village Electric Cooperative | 6346 |  | 331650 | 169 | 149-1980 | Shungnak_grid | Northwest Arctic | 2 | Internal Combustion Engine | IC | 2021 | AEA PH Assessment |  | 0.5 | [8 empty] | OP | [6 empty] | Electric Utility |  | DFO | [9 empty] | Detroit Diesel | 6063TK35
P72 | Shungnak | AEA-006 | 221 | Alaska Village Electric Cooperative | 6346 |  | 331650 | 169 | 149-1980 | Shungnak_grid | Northwest Arctic | 3 | Internal Combustion Engine | IC | 2021 | AEA PH Assessment |  | 0.5 | [8 empty] | OP | [6 empty] | Electric Utility |  | DFO | [9 empty] | Caterpillar | 3456
P72 | Shungnak | AEA-006 | 221 | Alaska Village Electric Cooperative | 6346 |  | 331650 | 169 | 149-1980 | Shungnak_grid | Northwest Arctic |  | Solar PV | PV |  | NWAB |  | 0.224 | [8 empty] | OP |  | 9 | 2021 | [5 empty] | SUN
P73 | Saint Michael | AEA-006 | 221 | Alaska Village Electric Cooperative | 6339 |  | 331670 | 169 | 084-2015 | Stebbins_grid | Bering Straits | 4 | Petroleum Liquids | IC | 2021 | EIA860 | S | 0.7 |  | 0.9 | 0.7 | 0.7 | 0.2 | N |  |  | SB | Y | 5 | 2015 |  |  | Y | Electric Utility | 1 | DFO |  |  |  |  | 10M | N | N | N
P73 | Saint Michael | AEA-006 | 221 | Alaska Village Electric Cooperative | 6339 |  | 331670 | 169 | 084-2015 | Stebbins_grid | Bering Straits | UNIT1 | Petroleum Liquids | IC | 2021 | EIA860 | S | 0.5 |  | 0.9 | 0.5 | 0.5 | 0.1 |  |  |  | RE | X | 12 | 2005 | 8 | 2015 | N | Electric Utility | 1 | DFO |  |  |  |  | 10M | N
P73 | Saint Michael | AEA-006 | 221 | Alaska Village Electric Cooperative | 6339 |  | 331670 | 169 | 084-2015 | Stebbins_grid | Bering Straits | UNIT2 | Petroleum Liquids | IC | 2021 | EIA860 | S | 0.3 |  | 0.9 | 0.3 | 0.3 | 0.1 |  |  |  | RE | X | 3 | 2000 | 8 | 2015 | Y | Electric Utility | 1 | DFO |  |  |  |  | 10M | N
P73 | Saint Michael | AEA-006 | 221 | Alaska Village Electric Cooperative | 6339 |  | 331670 | 169 | 084-2015 | Stebbins_grid | Bering Straits | UNIT3 | Petroleum Liquids | IC | 2021 | EIA860 | S | 0.2 |  | 0.9 | 0.2 | 0.2 | 0.1 |  |  |  | RE | X | 12 | 1995 | 8 | 2015 | Y | Electric Utility | 1 | DFO |  |  |  |  | 10M | N
P74 | Stebbins | AEA-006 | 221 | Alaska Village Electric Cooperative | 6347 |  | 331680 | 169 | 084-0000 | Stebbins_grid | Bering Straits | UNIT1 | Petroleum Liquids | IC | 2021 | EIA860 | S | 0.5 |  | 0.9 | 0.5 | 0.5 | 0.1 |  |  |  | RE | X | 10 | 2007 | 3 | 2014 | N | Electric Utility | 1 | DFO |  |  |  |  | 10M | N
P74 | Stebbins | AEA-006 | 221 | Alaska Village Electric Cooperative | 6347 |  | 331680 | 169 | 084-0000 | Stebbins_grid | Bering Straits | UNIT2 | Petroleum Liquids | IC | 2021 | EIA860 | S | 0.4 |  | 0.9 | 0.4 | 0.4 | 0.1 |  |  |  | RE | X | 3 | 1992 | 3 | 2014 | N | Electric Utility | 1 | DFO |  |  |  |  | 10M | N
P74 | Stebbins | AEA-006 | 221 | Alaska Village Electric Cooperative | 6347 |  | 331680 | 169 | 084-0000 | Stebbins_grid | Bering Straits | UNIT3 | Petroleum Liquids | IC | 2021 | EIA860 | S | 0.3 |  | 0.9 | 0.3 | 0.3 | 0.1 |  |  |  | RE | X | 5 | 1990 | 3 | 2014 | N | Electric Utility | 1 | DFO |  |  |  |  | 10M | N
P74 | Stebbins | AEA-006 | 221 | Alaska Village Electric Cooperative | 6347 |  | 331680 | 169 | 084-0000 | Stebbins_grid | Bering Straits | 1 | Internal Combustion Engine | IC | 2021 | AEA PH Assessment |  | 0.528 | [8 empty] | OP |  | 4 | 2013 |  |  |  | Electric Utility |  | DFO | [9 empty] | Caterpillar | 3456
P74 | Stebbins | AEA-006 | 221 | Alaska Village Electric Cooperative | 6347 |  | 331680 | 169 | 084-0000 | Stebbins_grid | Bering Straits | 2 | Internal Combustion Engine | IC | 2021 | AEA PH Assessment |  | 0.528 | [8 empty] | OP |  | 4 | 2013 |  |  |  | Electric Utility |  | DFO | [9 empty] | Caterpillar | 3456
P74 | Stebbins | AEA-006 | 221 | Alaska Village Electric Cooperative | 6347 |  | 331680 | 169 | 084-0000 | Stebbins_grid | Bering Straits | 3 | Internal Combustion Engine | IC | 2021 | AEA PH Assessment |  | 0.528 | [8 empty] | OP |  | 4 | 2013 |  |  |  | Electric Utility |  | DFO | [9 empty] | Caterpillar | 3456
P74 | Stebbins | AEA-006 | 221 | Alaska Village Electric Cooperative | 6347 |  | 331680 | 169 | 084-0000 | Stebbins_grid | Bering Straits | 4 | Internal Combustion Engine | IC | 2021 | AEA PH Assessment |  | 0.528 | [8 empty] | OP |  | 4 | 2013 |  |  |  | Electric Utility |  | DFO | [9 empty] | Caterpillar | 3456
P75 | Togiak | AEA-006 | 221 | Alaska Village Electric Cooperative | 6348 |  | 331690 | 169 | 086-0000 | Togiak_grid | Bristol Bay | 2 | Petroleum Liquids | IC | 2021 | EIA860 | S | 0.3 |  |  | 0.3 | 0.3 |  |  |  |  | RE | X | 3 | 1970 | 8 | 2004 | N | Electric Utility | 1 | DFO | [5 empty] | N
P75 | Togiak | AEA-006 | 221 | Alaska Village Electric Cooperative | 6348 |  | 331690 | 169 | 086-0000 | Togiak_grid | Bristol Bay | 2a | Petroleum Liquids | IC | 2021 | EIA860 | S | 0.5 |  | 0.9 | 0.5 | 0.5 | 0.1 |  |  |  | RE | X | 10 | 2004 | 4 | 2019 | N | Electric Utility | 1 | DFO |  |  |  |  | 10M | N
P75 | Togiak | AEA-006 | 221 | Alaska Village Electric Cooperative | 6348 |  | 331690 | 169 | 086-0000 | Togiak_grid | Bristol Bay | 4 | Petroleum Liquids | IC | 2021 | EIA860 | S | 0.3 |  | 0.9 | 0.3 | 0.3 | 0.1 |  |  |  | RE | X | 11 | 1986 | 4 | 2019 | N | Electric Utility | 1 | DFO |  |  |  |  | 10M | N
P75 | Togiak | AEA-006 | 221 | Alaska Village Electric Cooperative | 6348 |  | 331690 | 169 | 086-0000 | Togiak_grid | Bristol Bay | 4B | Petroleum Liquids | IC | 2021 | EIA860 | S | 0.8 |  | 0.9 | 0.8 | 0.8 | 0.2 |  |  |  | RE | X | 10 | 2002 | 4 | 2019 | N | Electric Utility | 1 | DFO |  |  |  |  | 10M | N
P75 | Togiak | AEA-006 | 221 | Alaska Village Electric Cooperative | 6348 |  | 331690 | 169 | 086-0000 | Togiak_grid | Bristol Bay | 4a | Petroleum Liquids | IC | 2021 | EIA860 | S | 0.5 |  | 0.9 | 0.5 | 0.5 | 0.1 |  |  |  | RE | X | 9 | 2004 | 5 | 2014 | N | Electric Utility | 1 | DFO |  |  |  |  | 10M | N
P75 | Togiak | AEA-006 | 221 | Alaska Village Electric Cooperative | 6348 |  | 331690 | 169 | 086-0000 | Togiak_grid | Bristol Bay | 5 | Petroleum Liquids | IC | 2021 | EIA860 | S | 0.5 |  |  | 0.5 | 0.5 |  |  |  |  | RE | X | 10 | 1986 | 9 | 2004 | N | Electric Utility | 1 | DFO | [5 empty] | N
P75 | Togiak | AEA-006 | 221 | Alaska Village Electric Cooperative | 6348 |  | 331690 | 169 | 086-0000 | Togiak_grid | Bristol Bay | 5A | Petroleum Liquids | IC | 2021 | EIA860 | S | 0.8 |  | 0.9 | 0.8 | 0.8 | 0.2 |  |  |  | RE | X | 5 | 2014 | 4 | 2019 | N | Electric Utility | 1 | DFO |  |  |  |  | 10M | N
P75 | Togiak | AEA-006 | 221 | Alaska Village Electric Cooperative | 6348 |  | 331690 | 169 | 086-0000 | Togiak_grid | Bristol Bay | 1 | Internal Combustion Engine | IC | 2021 | AEA PH Assessment |  | 0.528 | [8 empty] | OP | [6 empty] | Electric Utility |  | DFO | [9 empty] | Caterpillar | 3456
P75 | Togiak | AEA-006 | 221 | Alaska Village Electric Cooperative | 6348 |  | 331690 | 169 | 086-0000 | Togiak_grid | Bristol Bay | 3 | Internal Combustion Engine | IC | 2021 | AEA PH Assessment |  | 1.05 | [8 empty] | OP | [6 empty] | Electric Utility |  | DFO | [9 empty] | Caterpillar | 3512
P75 | Togiak | AEA-006 | 221 | Alaska Village Electric Cooperative | 6348 |  | 331690 | 169 | 086-0000 | Togiak_grid | Bristol Bay | 4 | Internal Combustion Engine | IC | 2021 | AEA PH Assessment |  | 0.528 | [8 empty] | OP | [6 empty] | Electric Utility |  | DFO | [9 empty] | Caterpillar | 3456
P75 | Togiak | AEA-006 | 221 | Alaska Village Electric Cooperative | 6348 |  | 331690 | 169 | 086-0000 | Togiak_grid | Bristol Bay | 2 | Internal Combustion Engine | IC | 2021 | AEA PH Assessment |  | 0.528 | [8 empty] | OP |  | 3 | 2020 |  |  |  | Electric Utility |  | DFO | [9 empty] | Caterpillar | 3456
P76 | Toksook Bay | AEA-006 | 221 | Alaska Village Electric Cooperative | 6349 |  | 331700 | 169 | 088-2008 | Toksook Bay_grid | Lower Yukon-Kuskokwim | UNIT1 | Petroleum Liquids | IC | 2021 | EIA860 | S | 0.4 |  | 0.9 | 0.4 | 0.4 | 0.1 |  |  |  | RE | X | 8 | 2005 | 9 | 2019 | Y | Electric Utility | 1 | DFO |  |  |  |  | 10M | N
P76 | Toksook Bay | AEA-006 | 221 | Alaska Village Electric Cooperative | 6349 |  | 331700 | 169 | 088-2008 | Toksook Bay_grid | Lower Yukon-Kuskokwim | 1 | Internal Combustion Engine | IC | 2021 | AEA PH Assessment |  | 0.75 | [8 empty] | OP |  | 10 | 2019 |  |  |  | Electric Utility |  | DFO | [9 empty] | Cummins | QST30-G5
P76 | Toksook Bay | AEA-006 | 221 | Alaska Village Electric Cooperative | 6349 |  | 331700 | 169 | 088-2008 | Toksook Bay_grid | Lower Yukon-Kuskokwim | 2 | Internal Combustion Engine | IC | 2021 | AEA PH Assessment |  | 0.5 | [8 empty] | OP |  | 8 | 2005 |  |  |  | Electric Utility |  | DFO | [9 empty] | Cummins | QSX
P76 | Toksook Bay | AEA-006 | 221 | Alaska Village Electric Cooperative | 6349 |  | 331700 | 169 | 088-2008 | Toksook Bay_grid | Lower Yukon-Kuskokwim | 3 | Internal Combustion Engine | IC | 2021 | AEA PH Assessment |  | 0.756 | [8 empty] | OP |  | 8 | 2005 |  |  |  | Electric Utility |  | DFO | [9 empty] | Detroit Diesel | 12V2000
P76 | Toksook Bay | AEA-006 | 221 | Alaska Village Electric Cooperative | 6349 |  | 331700 | 169 | 088-2008 | Toksook Bay_grid | Lower Yukon-Kuskokwim |  | Onshore Wind Turbine | WT |  | AEA |  | 0.1 | [8 empty] | OP |  | 8 | 2009 |  |  |  | Electric Utility | 1 | WND |  |  |  | 1
P77 | Upper Kalskag | AEA-006 | 221 | Alaska Village Electric Cooperative | 57054 |  | 331720 | 169 | 052-2005 | Upper Kalskag_grid | Lower Yukon-Kuskokwim | UNIT1 | Petroleum Liquids | IC | 2021 | EIA860 | S | 0.2 |  | 0.9 | 0.2 | 0.2 | 0.1 | N |  |  | OP | X | 12 | 2004 |  |  | Y | Electric Utility | 1 | DFO |  |  |  |  | 10M | N
P77 | Upper Kalskag | AEA-006 | 221 | Alaska Village Electric Cooperative | 57054 |  | 331720 | 169 | 052-2005 | Upper Kalskag_grid | Lower Yukon-Kuskokwim | UNIT2 | Petroleum Liquids | IC | 2021 | EIA860 | S | 0.4 |  | 0.9 | 0.4 | 0.4 | 0.1 | N |  |  | OP | X | 12 | 2004 |  |  | Y | Electric Utility | 1 | DFO |  |  |  |  | 10M | N
P77 | Upper Kalskag | AEA-006 | 221 | Alaska Village Electric Cooperative | 57054 |  | 331720 | 169 | 052-2005 | Upper Kalskag_grid | Lower Yukon-Kuskokwim | UNIT3 | Petroleum Liquids | IC | 2021 | EIA860 | S | 0.5 |  | 0.9 | 0.5 | 0.5 | 0.1 | N |  |  | OP | X | 12 | 2004 |  |  | Y | Electric Utility | 1 | DFO |  |  |  |  | 10M | N
P78 | Yakutat | AEA-006 | 221 | Alaska Village Electric Cooperative | 6637 |  | 332900 | 169 | 091-0000 | Yakutat_grid | Southeast | 2A | Petroleum Liquids | IC | 2021 | EIA860 | S | 0.8 |  | 0.8 | 0.8 | 0.8 | 0 |  |  |  | RE | X | 2 | 1984 | 6 | 1999 | Y | Electric Utility | 1 | DFO | [6 empty] | N
P78 | Yakutat | AEA-006 | 221 | Alaska Village Electric Cooperative | 6637 |  | 332900 | 169 | 091-0000 | Yakutat_grid | Southeast | 3 | Petroleum Liquids | IC | 2021 | EIA860 | S | 0.6 |  |  | 0.6 | 0.6 |  |  |  |  | RE | X | 3 | 1973 | 6 | 1999 | Y | Electric Utility | 1 | DFO |  |  |  |  | 10M |  | N
P78 | Yakutat | AEA-006 | 221 | Alaska Village Electric Cooperative | 6637 |  | 332900 | 169 | 091-0000 | Yakutat_grid | Southeast | 4 | Petroleum Liquids | IC | 2021 | EIA860 | S | 1.1 |  |  | 1.1 | 1.1 |  |  |  |  | RE | X | 3 | 1973 | 6 | 1993 | Y | Electric Utility | 1 | DFO |  |  |  |  | 10M
P78 | Yakutat | AEA-006 | 221 | Alaska Village Electric Cooperative | 6637 |  | 332900 | 169 | 091-0000 | Yakutat_grid | Southeast | 4A | Petroleum Liquids | IC | 2021 | EIA860 | S | 1.1 |  | 0.8 | 1.1 | 1.1 | 0 |  |  |  | RE | X | 6 | 1993 | 8 | 2014 | Y | Electric Utility | 1 | DFO |  |  |  |  | 12H
P78 | Yakutat | AEA-006 | 221 | Alaska Village Electric Cooperative | 6637 |  | 332900 | 169 | 091-0000 | Yakutat_grid | Southeast | 5 | Petroleum Liquids | IC | 2021 | EIA860 | S | 0.3 |  |  | 0.3 | 0.3 |  |  |  |  | RE | X | 6 | 1989 | 12 | 2006 | Y | Electric Utility | 1 | DFO
P78 | Yakutat | AEA-006 | 221 | Alaska Village Electric Cooperative | 6637 |  | 332900 | 169 | 091-0000 | Yakutat_grid | Southeast | 1 | Internal Combustion Engine | IC | 2021 | AEA PH Assessment |  | 1 | [8 empty] | OP | [6 empty] | Electric Utility |  | DFO | [9 empty] | Caterpillar | 3512B-DTTA
P78 | Yakutat | AEA-006 | 221 | Alaska Village Electric Cooperative | 6637 |  | 332900 | 169 | 091-0000 | Yakutat_grid | Southeast | 2 | Internal Combustion Engine | IC | 2021 | AEA PH Assessment |  | 1.285 | [8 empty] | OP | [6 empty] | Electric Utility |  | DFO | [9 empty] | Caterpillar | 3516
P78 | Yakutat | AEA-006 | 221 | Alaska Village Electric Cooperative | 6637 |  | 332900 | 169 | 091-0000 | Yakutat_grid | Southeast | 3 | Internal Combustion Engine | IC | 2021 | AEA PH Assessment |  | 1.285 | [8 empty] | OP | [6 empty] | Electric Utility |  | DFO | [9 empty] | Caterpillar | 3516
P78 | Yakutat | AEA-006 | 221 | Alaska Village Electric Cooperative | 6637 |  | 332900 | 169 | 091-0000 | Yakutat_grid | Southeast | 4 | Internal Combustion Engine | IC | 2021 | AEA PH Assessment |  | 0.6 | [8 empty] | OP | [6 empty] | Electric Utility |  | DFO | [9 empty] | Caterpillar | 3508
P79 | Anvik | AEA-006 | 221 | Alaska Village Electric Cooperative | 6310 |  | 331260 | 169 | 036-0000 | Anvik_grid | Yukon-Koyukuk/Upper Tanana | 1 | Internal Combustion Engine | IC | 2021 | AEA PH Assessment |  | 0.175 | [8 empty] | OP | [6 empty] | Electric Utility |  | DFO | [9 empty] | Caterpillar | 3304 D1
P79 | Anvik | AEA-006 | 221 | Alaska Village Electric Cooperative | 6310 |  | 331260 | 169 | 036-0000 | Anvik_grid | Yukon-Koyukuk/Upper Tanana | 2 | Internal Combustion Engine | IC | 2021 | AEA PH Assessment |  | 0.16 | [8 empty] | OP | [6 empty] | Electric Utility |  | DFO | [9 empty] | Detroit Diesel | 6063TK35
P79 | Anvik | AEA-006 | 221 | Alaska Village Electric Cooperative | 6310 |  | 331260 | 169 | 036-0000 | Anvik_grid | Yukon-Koyukuk/Upper Tanana | 3 | Internal Combustion Engine | IC | 2021 | AEA PH Assessment |  | 0.105 | [8 empty] | OP | [6 empty] | Electric Utility |  | DFO | [9 empty] | Cummins | LTA10
P8 | Gold Creek | AEA-133 | 213 | Alaska Electric Light & Power Company | 63 |  |  | 1 | 222-0000 | Juneau_grid | Southeast | 1 | Conventional Hydroelectric | HY | 2021 | EIA860 | S | 0.8 |  | 0.8 | 0.8 | 0.8 | 0.1 | N |  |  | OP | X | 9 | 1951 |  |  | N | Electric Utility | 1 | WAT |  |  |  |  | 1H | N
P8 | Gold Creek | AEA-133 | 213 | Alaska Electric Light & Power Company | 63 |  |  | 1 | 222-0000 | Juneau_grid | Southeast | 2 | Conventional Hydroelectric | HY | 2021 | EIA860 | S | 0.4 |  | 0.8 | 0.4 | 0.4 | 0.1 | N |  |  | OP | X | 11 | 1914 |  |  | N | Electric Utility | 1 | WAT |  |  |  |  | 1H | N
P8 | Gold Creek | AEA-133 | 213 | Alaska Electric Light & Power Company | 63 |  |  | 1 | 222-0000 | Juneau_grid | Southeast | 3 | Conventional Hydroelectric | HY | 2021 | EIA860 | S | 0.4 |  | 0.8 | 0.4 | 0.4 | 0.1 | N |  |  | OP | X | 11 | 1914 |  |  | N | Electric Utility | 1 | WAT |  |  |  |  | 1H | N
P8 | Gold Creek | AEA-133 | 213 | Alaska Electric Light & Power Company | 63 |  |  | 1 | 222-0000 | Juneau_grid | Southeast | IC1 | Petroleum Liquids | IC | 2021 | EIA860 | S | 1.2 |  | 0.8 | 1.2 | 1.2 | 0.3 | N |  |  | SB | Y | 6 | 1952 |  |  | N | Electric Utility | 1 | DFO |  |  |  |  | 1H | N | N | N
P8 | Gold Creek | AEA-133 | 213 | Alaska Electric Light & Power Company | 63 |  |  | 1 | 222-0000 | Juneau_grid | Southeast | IC2 | Petroleum Liquids | IC | 2021 | EIA860 | S | 1.2 |  | 0.8 | 1.2 | 1.2 | 0.3 | N |  |  | SB | Y | 8 | 1954 |  |  | N | Electric Utility | 1 | DFO |  |  |  |  | 1H | N | N | N
P8 | Gold Creek | AEA-133 | 213 | Alaska Electric Light & Power Company | 63 |  |  | 1 | 222-0000 | Juneau_grid | Southeast | IC3 | Petroleum Liquids | IC | 2021 | EIA860 | S | 1.1 |  | 0.8 | 1.1 | 1.1 | 0.3 | N |  |  | SB | Y | 8 | 1961 |  |  | N | Electric Utility | 1 | DFO |  |  |  |  | 1H | N | N | N
P8 | Gold Creek | AEA-133 | 213 | Alaska Electric Light & Power Company | 63 |  |  | 1 | 222-0000 | Juneau_grid | Southeast | IC4 | Petroleum Liquids | IC | 2021 | EIA860 | S | 3.5 |  | 0.8 | 3.5 | 3.5 | 2 | N |  |  | SB | Y | 9 | 1963 |  |  | N | Electric Utility | 1 | DFO |  |  |  |  | 1H | N | N | N
P8 | Gold Creek | AEA-133 | 213 | Alaska Electric Light & Power Company | 63 |  |  | 1 | 222-0000 | Juneau_grid | Southeast | IC5 | Petroleum Liquids | IC | 2021 | EIA860 | S | 1.1 |  | 0.8 | 1.1 | 1.1 | 0.3 | N |  |  | SB | Y | 10 | 1966 |  |  | N | Electric Utility | 1 | DFO |  |  |  |  | 1H | N | N | N
P80 | Eek | AEA-006 | 221 | Alaska Village Electric Cooperative | 6312 |  | 331290 | 169 | 041-0000 | Eek_grid | Lower Yukon-Kuskokwim | 1 | Internal Combustion Engine | IC | 2021 | AEA PH Assessment |  | 0.43 | [8 empty] | OP | [6 empty] | Electric Utility |  | DFO | [9 empty] | Detroit Diesel | 6063TK35
P80 | Eek | AEA-006 | 221 | Alaska Village Electric Cooperative | 6312 |  | 331290 | 169 | 041-0000 | Eek_grid | Lower Yukon-Kuskokwim | 2 | Internal Combustion Engine | IC | 2021 | AEA PH Assessment |  | 0.26 | [8 empty] | OP | [6 empty] | Electric Utility |  | DFO | [9 empty] | Detroit Diesel | 6063TK35
P80 | Eek | AEA-006 | 221 | Alaska Village Electric Cooperative | 6312 |  | 331290 | 169 | 041-0000 | Eek_grid | Lower Yukon-Kuskokwim | 3 | Internal Combustion Engine | IC | 2021 | AEA PH Assessment |  | 0.43 | [8 empty] | OP | [6 empty] | Electric Utility |  | DFO | [9 empty] | Detroit Diesel | 6063TK35
P81 | Ekwok | AEA-006 | 221 | Alaska Village Electric Cooperative |  |  | 331950 | 169 | 208-0000 | Ekwok_grid | Southeast | 1 | Internal Combustion Engine | IC | 2021 | AEA PH Assessment |  | 0.22 | [8 empty] | OP | [6 empty] | Electric Utility |  | DFO | [9 empty] | John Deere | 6081HF070
P81 | Ekwok | AEA-006 | 221 | Alaska Village Electric Cooperative |  |  | 331950 | 169 | 208-0000 | Ekwok_grid | Southeast | 2 | Internal Combustion Engine | IC | 2021 | AEA PH Assessment |  | 0.1 | [8 empty] | OS | [6 empty] | Electric Utility |  | DFO | [9 empty] | Perkins | PKXL05-9YH1
P82 | Goodnews Bay | AEA-006 | 221 | Alaska Village Electric Cooperative | 6316 |  | 331330 | 169 | 047-0000 | Goodnews Bay_grid | Lower Yukon-Kuskokwim | 1 | Internal Combustion Engine | IC | 2021 | AEA PH Assessment |  | 0.15 | [8 empty] | OP | [6 empty] | Electric Utility |  | DFO | [9 empty] | Allis-Chalmers | 665 I
P82 | Goodnews Bay | AEA-006 | 221 | Alaska Village Electric Cooperative | 6316 |  | 331330 | 169 | 047-0000 | Goodnews Bay_grid | Lower Yukon-Kuskokwim | 2 | Internal Combustion Engine | IC | 2021 | AEA PH Assessment |  | 0.268 | [8 empty] | OP | [6 empty] | Electric Utility |  | DFO | [9 empty] | Cummins | LTA 10
P82 | Goodnews Bay | AEA-006 | 221 | Alaska Village Electric Cooperative | 6316 |  | 331330 | 169 | 047-0000 | Goodnews Bay_grid | Lower Yukon-Kuskokwim | 3 | Internal Combustion Engine | IC | 2021 | AEA PH Assessment |  | 0.224 | [8 empty] | OP | [6 empty] | Electric Utility |  | DFO | [9 empty] | Detroit Diesel | 6063TK35
P83 | Grayling | AEA-006 | 221 | Alaska Village Electric Cooperative | 6317 |  | 331340 | 169 | 048-0000 | Grayling_grid | Yukon-Koyukuk/Upper Tanana | 1 | Internal Combustion Engine | IC | 2021 | AEA PH Assessment |  | 0 | [8 empty] | OP | [6 empty] | Electric Utility |  | DFO | [9 empty] | Detroit Diesel | 6063GU060
P83 | Grayling | AEA-006 | 221 | Alaska Village Electric Cooperative | 6317 |  | 331340 | 169 | 048-0000 | Grayling_grid | Yukon-Koyukuk/Upper Tanana | 2 | Internal Combustion Engine | IC | 2021 | AEA PH Assessment |  | 0.105 | [8 empty] | OP | [6 empty] | Electric Utility |  | DFO | [9 empty] | Cummins | LTA10 1200
P83 | Grayling | AEA-006 | 221 | Alaska Village Electric Cooperative | 6317 |  | 331340 | 169 | 048-0000 | Grayling_grid | Yukon-Koyukuk/Upper Tanana | 3 | Internal Combustion Engine | IC | 2021 | AEA PH Assessment |  | 0.268 | [8 empty] | OP | [6 empty] | Electric Utility |  | DFO | [9 empty] | Cummins | LTA10
P84 | Holy Cross | AEA-006 | 221 | Alaska Village Electric Cooperative | 6318 |  | 331350 | 169 | 049-0000 | Holy Cross_grid | Yukon-Koyukuk/Upper Tanana | 1 | Internal Combustion Engine | IC | 2021 | AEA PH Assessment |  | 0.25 | [8 empty] | OP | [6 empty] | Electric Utility |  | DFO | [9 empty] | Detroit Diesel | R23528007
P84 | Holy Cross | AEA-006 | 221 | Alaska Village Electric Cooperative | 6318 |  | 331350 | 169 | 049-0000 | Holy Cross_grid | Yukon-Koyukuk/Upper Tanana | 2 | Internal Combustion Engine | IC | 2021 | AEA PH Assessment |  | 0.19 | [8 empty] | OP | [6 empty] | Electric Utility |  | DFO | [9 empty] | Detroit Diesel | 6063GK05
P84 | Holy Cross | AEA-006 | 221 | Alaska Village Electric Cooperative | 6318 |  | 331350 | 169 | 049-0000 | Holy Cross_grid | Yukon-Koyukuk/Upper Tanana | 3 | Internal Combustion Engine | IC | 2021 | AEA PH Assessment |  | 0.2 | [8 empty] | OP | [6 empty] | Electric Utility |  | DFO | [9 empty] | Cummins | DR6866-RX
P85 | Huslia | AEA-006 | 221 | Alaska Village Electric Cooperative | 6320 |  | 331370 | 169 | 051-0000 | Huslia_grid | Yukon-Koyukuk/Upper Tanana | 1 | Internal Combustion Engine | IC | 2021 | AEA PH Assessment |  | 0.26 | [8 empty] | OP | [6 empty] | Electric Utility |  | DFO | [9 empty] | Detroit Diesel | 6063TK35
P85 | Huslia | AEA-006 | 221 | Alaska Village Electric Cooperative | 6320 |  | 331370 | 169 | 051-0000 | Huslia_grid | Yukon-Koyukuk/Upper Tanana | 2 | Internal Combustion Engine | IC | 2021 | AEA PH Assessment |  | 0.268 | [8 empty] | OP | [6 empty] | Electric Utility |  | DFO | [9 empty] | Cummins | LTA10
P85 | Huslia | AEA-006 | 221 | Alaska Village Electric Cooperative | 6320 |  | 331370 | 169 | 051-0000 | Huslia_grid | Yukon-Koyukuk/Upper Tanana | 3 | Internal Combustion Engine | IC | 2021 | AEA PH Assessment |  | 0.268 | [8 empty] | OP | [6 empty] | Electric Utility |  | DFO | [9 empty] | Detroit Diesel | S6003 1800
P86 | Kaltag | AEA-006 | 221 | Alaska Village Electric Cooperative | 6322 |  | 331380 | 169 | 054-0000 | Kaltag_grid | Yukon-Koyukuk/Upper Tanana | 1 | Internal Combustion Engine | IC | 2021 | AEA PH Assessment |  | 0.224 | [8 empty] | OP |  | 8 | 2005 |  |  |  | Electric Utility |  | DFO | [9 empty] | Detroit Diesel | 6063TK35
P86 | Kaltag | AEA-006 | 221 | Alaska Village Electric Cooperative | 6322 |  | 331380 | 169 | 054-0000 | Kaltag_grid | Yukon-Koyukuk/Upper Tanana | 2 | Internal Combustion Engine | IC | 2021 | AEA PH Assessment |  | 0.224 | [8 empty] | OP |  | 8 | 2005 |  |  |  | Electric Utility |  | DFO | [9 empty] | Detroit Diesel | 6063TK35
P86 | Kaltag | AEA-006 | 221 | Alaska Village Electric Cooperative | 6322 |  | 331380 | 169 | 054-0000 | Kaltag_grid | Yukon-Koyukuk/Upper Tanana | 3 | Internal Combustion Engine | IC | 2021 | AEA PH Assessment |  | 0.325 | [8 empty] | OP |  | 8 | 2005 |  |  |  | Electric Utility |  | DFO | [9 empty] | Detroit Diesel | 6063TK35
P86 | Kaltag | AEA-006 | 221 | Alaska Village Electric Cooperative | 6322 |  | 331380 | 169 | 054-0000 | Kaltag_grid | Yukon-Koyukuk/Upper Tanana |  | Solar PV | PV |  | AEA |  | 0.0096 | [8 empty] | OP |  | 10 | 2012 |  |  |  | Electric Utility | 1 | SUN |  |  |  | 0
P87 | Mekoryuk | AEA-006 | 221 | Alaska Village Electric Cooperative | 6327 |  | 331450 | 169 | 062-0000 | Mekoryuk_grid | Lower Yukon-Kuskokwim | 2 | Internal Combustion Engine | IC | 2021 | AEA PH Assessment |  | 0.268 | [8 empty] | OP | [6 empty] | Electric Utility |  | DFO | [9 empty] | Detroit Diesel | S60K4c
P87 | Mekoryuk | AEA-006 | 221 | Alaska Village Electric Cooperative | 6327 |  | 331450 | 169 | 062-0000 | Mekoryuk_grid | Lower Yukon-Kuskokwim | 1 | Internal Combustion Engine | IC | 2021 | AEA PH Assessment |  | 0.26 | [8 empty] | OP |  | 2 | 2020 |  |  |  | Electric Utility |  | DFO | [9 empty] | Detroit Diesel | S60K4c 1200
P87 | Mekoryuk | AEA-006 | 221 | Alaska Village Electric Cooperative | 6327 |  | 331450 | 169 | 062-0000 | Mekoryuk_grid | Lower Yukon-Kuskokwim | 3 | Internal Combustion Engine | IC | 2021 | AEA PH Assessment |  | 0.175 | [8 empty] | OS |  | 3 | 2020 |  |  |  | Electric Utility |  | DFO | [9 empty] | Cummins | LTA10
P87 | Mekoryuk | AEA-006 | 221 | Alaska Village Electric Cooperative | 6327 |  | 331450 | 169 | 062-0000 | Mekoryuk_grid | Lower Yukon-Kuskokwim |  | Onshore Wind Turbine | WT |  | AEA |  | 0.2 | [8 empty] | OP |  | 11 | 2010 |  |  |  | Electric Utility | 1 | WND |  |  |  | 2
P88 | Minto | AEA-006 | 221 | Alaska Village Electric Cooperative | 6328 |  | 331460 | 169 | 063-0000 | Minto_grid | Yukon-Koyukuk/Upper Tanana | 2 | Internal Combustion Engine | IC | 2021 | AEA PH Assessment |  | 0.25 | [8 empty] | OP |  | 11 | 2019 |  |  |  | Electric Utility |  | DFO | [9 empty] | Detroit Diesel | 6063TK35
P88 | Minto | AEA-006 | 221 | Alaska Village Electric Cooperative | 6328 |  | 331460 | 169 | 063-0000 | Minto_grid | Yukon-Koyukuk/Upper Tanana | 3 | Internal Combustion Engine | IC | 2021 | AEA PH Assessment |  | 0.268 | [8 empty] | OP |  | 6 | 2019 |  |  |  | Electric Utility |  | DFO | [9 empty] | Cummins | L10
P88 | Minto | AEA-006 | 221 | Alaska Village Electric Cooperative | 6328 |  | 331460 | 169 | 063-0000 | Minto_grid | Yukon-Koyukuk/Upper Tanana | 1 | Internal Combustion Engine | IC | 2021 | AEA PH Assessment |  | 0.19 | [8 empty] | OP |  | 11 | 2020 |  |  |  | Electric Utility |  | DFO | [9 empty] | Cummins | LTA10-C
P89 | Nightmute | AEA-006 | 221 | Alaska Village Electric Cooperative |  |  | 331490 | 169 | 088-2008 | Toksook Bay_grid | Lower Yukon-Kuskokwim | 1 | Internal Combustion Engine | IC | 2021 | AEA PH Assessment |  | 0.325 | [8 empty] | OP | [6 empty] | Electric Utility |  | DFO | [9 empty] | Detroit Diesel | S60K4 1800
P9 | Industrial Plant | AEA-133 | 213 | Alaska Electric Light & Power Company | 59793 |  |  | 1 | 222-0000 | Juneau_grid | Southeast | 15 | Petroleum Liquids | GT | 2021 | EIA860 | S | 41.7 |  | 0.85 | 23.5 | 23.5 | 2 | N |  |  | OP | X | 11 | 2016 |  |  | N | Electric Utility | 1 | DFO |  |  |  |  | 1H | N | N | N
P90 | Nulato | AEA-006 | 221 | Alaska Village Electric Cooperative | 6332 |  | 331520 | 169 | 068-0000 | Nulato_grid | Yukon-Koyukuk/Upper Tanana | 1 | Internal Combustion Engine | IC | 2021 | AEA PH Assessment |  | 0.376 | [8 empty] | OP | [6 empty] | Electric Utility |  | DFO | [9 empty] | Cummins | KTA19-G2
P90 | Nulato | AEA-006 | 221 | Alaska Village Electric Cooperative | 6332 |  | 331520 | 169 | 068-0000 | Nulato_grid | Yukon-Koyukuk/Upper Tanana | 2 | Internal Combustion Engine | IC | 2021 | AEA PH Assessment |  | 0.25 | [8 empty] | OP | [6 empty] | Electric Utility |  | DFO | [9 empty] | Detroit Diesel | S6003 1200
P90 | Nulato | AEA-006 | 221 | Alaska Village Electric Cooperative | 6332 |  | 331520 | 169 | 068-0000 | Nulato_grid | Yukon-Koyukuk/Upper Tanana | 3 | Internal Combustion Engine | IC | 2021 | AEA PH Assessment |  | 0.376 | [8 empty] | OP | [6 empty] | Electric Utility |  | DFO | [9 empty] | Detroit Diesel | S60K4c 1800
P91 | Old Harbor | AEA-006 | 221 | Alaska Village Electric Cooperative | 6557 |  | 331540 | 169 | 069-0000 | Old Harbor_grid | Kodiak | 1 | Internal Combustion Engine | IC | 2021 | AEA PH Assessment |  | 0.18 | [8 empty] | OP |  | 6 | 2006 |  |  |  | Electric Utility |  | DFO | [9 empty] | Caterpillar | 3306
P91 | Old Harbor | AEA-006 | 221 | Alaska Village Electric Cooperative | 6557 |  | 331540 | 169 | 069-0000 | Old Harbor_grid | Kodiak | 2 | Internal Combustion Engine | IC | 2021 | AEA PH Assessment |  | 0.22 | [8 empty] | OP |  | 6 | 2020 |  |  |  | Electric Utility |  | DFO | [9 empty] | Detroit Diesel | 6063TK35
P91 | Old Harbor | AEA-006 | 221 | Alaska Village Electric Cooperative | 6557 |  | 331540 | 169 | 069-0000 | Old Harbor_grid | Kodiak | 3 | Internal Combustion Engine | IC | 2021 | AEA PH Assessment |  | 0.6 | [8 empty] | OP |  | 6 | 2020 |  |  |  | Electric Utility |  | DFO | [9 empty] | Detroit Diesel | 6063TK35
P93 | Russian Mission | AEA-006 | 221 | Alaska Village Electric Cooperative | 7049 |  | 331580 | 169 | 072-0000 | Russian Mission_grid | Lower Yukon-Kuskokwim | 1 | Internal Combustion Engine | IC | 2021 | AEA PH Assessment |  | 0.268 | [8 empty] | OS | [6 empty] | Electric Utility |  | DFO | [9 empty] | Cummins | LTA10
P93 | Russian Mission | AEA-006 | 221 | Alaska Village Electric Cooperative | 7049 |  | 331580 | 169 | 072-0000 | Russian Mission_grid | Lower Yukon-Kuskokwim | 2 | Internal Combustion Engine | IC | 2021 | AEA PH Assessment |  | 0.376 | [8 empty] | OP | [6 empty] | Electric Utility |  | DFO | [9 empty] | Detroit Diesel | 6063MK35
P93 | Russian Mission | AEA-006 | 221 | Alaska Village Electric Cooperative | 7049 |  | 331580 | 169 | 072-0000 | Russian Mission_grid | Lower Yukon-Kuskokwim | 3 | Internal Combustion Engine | IC | 2021 | AEA PH Assessment |  | 0.26 | [8 empty] | OP | [6 empty] | Electric Utility |  | DFO | [9 empty] | Detroit Diesel | 6063MK35
P94 | Shageluk | AEA-006 | 221 | Alaska Village Electric Cooperative | 6343 |  | 331620 | 169 | 079-0000 | Shageluk_grid | Yukon-Koyukuk/Upper Tanana | 1 | Internal Combustion Engine | IC | 2021 | AEA PH Assessment |  | 0.19 | [8 empty] | OP | [6 empty] | Electric Utility |  | DFO | [9 empty] | Cummins | L10
P94 | Shageluk | AEA-006 | 221 | Alaska Village Electric Cooperative | 6343 |  | 331620 | 169 | 079-0000 | Shageluk_grid | Yukon-Koyukuk/Upper Tanana | 2 | Internal Combustion Engine | IC | 2021 | AEA PH Assessment |  | 0.1 | [8 empty] | OP | [6 empty] | Electric Utility |  | DFO | [9 empty] | Cummins | 6BTA5.9-G1
P94 | Shageluk | AEA-006 | 221 | Alaska Village Electric Cooperative | 6343 |  | 331620 | 169 | 079-0000 | Shageluk_grid | Yukon-Koyukuk/Upper Tanana | 3 | Internal Combustion Engine | IC | 2021 | AEA PH Assessment |  | 0.105 | [8 empty] | OP | [6 empty] | Electric Utility |  | DFO | [9 empty] | Cummins | L10
P95 | Shaktoolik | AEA-006 | 221 | Alaska Village Electric Cooperative | 6344 |  | 331630 | 169 | 080-0000 | Shaktoolik_grid | Bering Straits | 1 | Internal Combustion Engine | IC | 2021 | AEA PH Assessment |  | 0.26 | [8 empty] | OS | [6 empty] | Electric Utility |  | DFO | [9 empty] | Detroit Diesel | 6063TK35
P95 | Shaktoolik | AEA-006 | 221 | Alaska Village Electric Cooperative | 6344 |  | 331630 | 169 | 080-0000 | Shaktoolik_grid | Bering Straits | 2 | Internal Combustion Engine | IC | 2021 | AEA PH Assessment |  | 0.325 | [8 empty] | OP | [6 empty] | Electric Utility |  | DFO | [9 empty] | Detroit Diesel | S60K4 1800
P95 | Shaktoolik | AEA-006 | 221 | Alaska Village Electric Cooperative | 6344 |  | 331630 | 169 | 080-0000 | Shaktoolik_grid | Bering Straits | 3 | Internal Combustion Engine | IC | 2021 | AEA PH Assessment |  | 0.2 | [8 empty] | OP | [6 empty] | Electric Utility |  | DFO | [9 empty] | Cummins | LTA-10G1
P95 | Shaktoolik | AEA-006 | 221 | Alaska Village Electric Cooperative | 6344 |  | 331630 | 169 | 080-0000 | Shaktoolik_grid | Bering Straits |  | Onshore Wind Turbine | WT |  | AEA |  | 0.2 | [8 empty] | OP |  | 4 | 2012 |  |  |  | Electric Utility | 1 | WND |  |  |  | 2
P96 | Teller | AEA-006 | 221 | Alaska Village Electric Cooperative |  |  | 331685 | 169 | 085-0000 | Teller_grid | Bering Straits | 1 | Internal Combustion Engine | IC | 2021 | AEA PH Assessment |  | 0.35 | [8 empty] | OP |  | 6 | 2018 |  |  |  | Electric Utility |  | DFO | [9 empty] | Detroit Diesel | 6063TK35
P96 | Teller | AEA-006 | 221 | Alaska Village Electric Cooperative |  |  | 331685 | 169 | 085-0000 | Teller_grid | Bering Straits | 2 | Internal Combustion Engine | IC | 2021 | AEA PH Assessment |  | 0.35 | [8 empty] | OP |  | 6 | 2018 |  |  |  | Electric Utility |  | DFO | [9 empty] | Detroit Diesel | 6063TK35
P96 | Teller | AEA-006 | 221 | Alaska Village Electric Cooperative |  |  | 331685 | 169 | 085-0000 | Teller_grid | Bering Straits | 3 | Internal Combustion Engine | IC | 2021 | AEA PH Assessment |  | 0.35 | [8 empty] | OP |  | 6 | 2018 |  |  |  | Electric Utility |  | DFO | [9 empty] | Detroit Diesel | 6063TK35
P97 | Tununak | AEA-006 | 221 | Alaska Village Electric Cooperative | 6350 |  | 331710 | 169 | 088-2008 | Toksook Bay_grid | Lower Yukon-Kuskokwim | 1 | Internal Combustion Engine | IC | 2021 | AEA PH Assessment |  | 0.325 | [8 empty] | OP | [6 empty] | Electric Utility |  | DFO | [9 empty] | Detroit Diesel | S60K4 1800
P98 | Wales | AEA-006 | 221 | Alaska Village Electric Cooperative | 6351 |  | 331730 | 169 | 090-0000 | Wales_grid | Bering Straits | 1 | Internal Combustion Engine | IC | 2021 | AEA PH Assessment |  | 0.105 | [8 empty] | OP | [6 empty] | Electric Utility |  | DFO | [9 empty] | Cummins | LTA10 1200
P98 | Wales | AEA-006 | 221 | Alaska Village Electric Cooperative | 6351 |  | 331730 | 169 | 090-0000 | Wales_grid | Bering Straits | 2 | Internal Combustion Engine | IC | 2021 | AEA PH Assessment |  | 0.2 | [8 empty] | OS | [6 empty] | Electric Utility |  | DFO | [9 empty] | Detroit Diesel | S60K4 1200
P98 | Wales | AEA-006 | 221 | Alaska Village Electric Cooperative | 6351 |  | 331730 | 169 | 090-0000 | Wales_grid | Bering Straits | 3 | Internal Combustion Engine | IC | 2021 | AEA PH Assessment |  | 0.19 | [8 empty] | OP | [6 empty] | Electric Utility |  | DFO | [9 empty] | Cummins | LTA10 1200
P98 | Wales | AEA-006 | 221 | Alaska Village Electric Cooperative | 6351 |  | 331730 | 169 | 090-0000 | Wales_grid | Bering Straits |  | Onshore Wind Turbine | WT |  | AEA |  | 0.13 | [8 empty] | RE |  | 7 | 1998 |  | 2005 |  | Electric Utility | 1 | WND |  |  |  | 2
Klawock
Birch Creek
Elfin Cove
False Pass
Cold Bay
Red Devil
Tatitlek
Adak
Allakaket
Chistochina

## LOOKUP INTERTIES 2023-11-08
intertie_id | Intertie Unique ID Name | Current ID | Communities Intertied | Month of interite | Year of intertie | AEA energy region | Source
001-0000 | Akhiok_grid | TRUE | Akhiok |  |  | Kodiak
002-0000 | Akiachak_grid | TRUE | Akiachak |  |  | Lower Yukon-Kuskokwim
003-0000 | Akiak_grid | TRUE | Akiak |  |  | Lower Yukon-Kuskokwim
004-0000 | Akutan_grid | TRUE | Akutan |  |  | Aleutians
005-0000 | Allakaket_grid | TRUE | Allakaket, Alatna |  |  | Yukon-Koyukuk/Upper Tanana
007-0000 | Bettles_grid | TRUE | Bettles, Evansville |  |  | Yukon-Koyukuk/Upper Tanana
009-0000 | Eagle_grid | TRUE | Eagle, Eagle Village |  |  | Yukon-Koyukuk/Upper Tanana
011-0000 | Healy Lake_grid | TRUE | Healy Lake |  |  | Yukon-Koyukuk/Upper Tanana
012-0000 | Northway_grid | TRUE | Northway, Northway Village, Northway Junction |  |  | Yukon-Koyukuk/Upper Tanana
014-1990 | Cordova_grid | TRUE | Cordova, Eyak |  |  | Copper River/Chugach
015-1975 | Tok_grid | FALSE | Tok; Tanacross; Dot Lake, Dot Lake Village |  | 1975 | Yukon-Koyukuk/Upper Tanana | PCE reporting
015-2008 | Tok_grid | TRUE | Tok; Tanacross; Tetlin; Dot Lake, Dot Lake Village | 3 | 2008 | Yukon-Koyukuk/Upper Tanana | PCE reporting
023-1987 | Prince of Wales Is._grid | FALSE | Craig; Klawock |  | 1987 | Southeast
023-1999 | Prince of Wales Is._grid | FALSE | Craig; Klawock; Thorne Bay, Kasaan |  | 1999 | Southeast | Distributing Alaska's Power. 2008
023-2004 | Prince of Wales Is._grid | FALSE | Craig; Klawock; Thorne Bay, Kasaan; Hollis | 3 | 2004 | Southeast
023-2006 | Prince of Wales Is._grid | FALSE | Craig; Klawock; Thorne Bay, Kasaan; Hollis; Hydaburg | 1 | 2006 | Southeast | PCE reporting
023-2011 | Prince of Wales Is._grid | FALSE | Craig; Klawock; Thorne Bay, Kasaan; Hollis; Hydaburg; Coffman Cove | 10 | 2011 | Southeast | PCE reporting
023-2015 | Prince of Wales Is._grid | TRUE | Craig; Klawock; Thorne Bay, Kasaan; Hollis; Hydaburg; Coffman Cove; Naukati Bay | 2 | 2015 | Southeast | Southeast Alaska Intertie Study (2003)
026-0000 | Slana_grid | FALSE | Slana |  |  | Copper River/Chugach
026-2010 | Slana_grid | FALSE | Slana; Chistochina | 1 | 2010 | Copper River/Chugach | PCE reporting
026-2012 | Slana_grid | TRUE | Slana; Chistochina; Mentasta Lake | 1 | 2012 | Copper River/Chugach | PCE reporting
032-1993 | Haines_grid | FALSE | Haines, Covenant Life; Klukwan; Chilkat Valley |  | 1993 | Southeast
032-1998 | UpperLynnCanal_grid | TRUE | Haines, Covenant Life; Klukwan; Chilkat Valley; Skagway |  | 1998 | Southeast | Southeast Alaska Intertie Study (2003)
034-1980 | Bethel_grid | FALSE | Bethel; Napakiak |  | 1980 | Lower Yukon-Kuskokwim
034-1988 | Bethel_grid | TRUE | Bethel, Oscarville; Napakiak |  | 1988 | Lower Yukon-Kuskokwim
035-0000 | Ambler_grid | TRUE | Ambler |  |  | Northwest Arctic
036-0000 | Anvik_grid | TRUE | Anvik |  |  | Yukon-Koyukuk/Upper Tanana
039-0000 | Brevig Mission_grid | TRUE | Brevig Mission |  |  | Bering Straits
040-0000 | Chevak_grid | TRUE | Chevak |  |  | Lower Yukon-Kuskokwim
041-0000 | Eek_grid | TRUE | Eek |  |  | Lower Yukon-Kuskokwim
043-0000 | Elim_grid | TRUE | Elim |  |  | Bering Straits
045-0000 | Emmonak_grid | FALSE | Emmonak |  |  | Lower Yukon-Kuskokwim
045-2016 | Emmonak_grid | TRUE | Emmonak; Alakanuk | 9 | 2016 | Lower Yukon-Kuskokwim
046-0000 | Gambell_grid | TRUE | Gambell |  |  | Bering Straits
047-0000 | Goodnews Bay_grid | TRUE | Goodnews Bay |  |  | Lower Yukon-Kuskokwim
048-0000 | Grayling_grid | TRUE | Grayling |  |  | Yukon-Koyukuk/Upper Tanana
049-0000 | Holy Cross_grid | TRUE | Holy Cross |  |  | Yukon-Koyukuk/Upper Tanana
050-0000 | Hooper Bay_grid | TRUE | Hooper Bay |  |  | Lower Yukon-Kuskokwim
051-0000 | Huslia_grid | TRUE | Huslia |  |  | Yukon-Koyukuk/Upper Tanana
052-0000 | Upper Kalskag_grid | FALSE | Kalskag |  |  | Lower Yukon-Kuskokwim
052-2005 | Upper Kalskag_grid | TRUE | Kalskag; Lower Kalskag | 1 | 2005 | Lower Yukon-Kuskokwim | Distributing Alaska's Power. 2008
054-0000 | Kaltag_grid | TRUE | Kaltag |  |  | Yukon-Koyukuk/Upper Tanana
055-0000 | Kasigluk_grid | FALSE | Kasigluk |  |  | Lower Yukon-Kuskokwim
055-2006 | Kasigluk_grid | TRUE | Kasigluk; Nunapitchuk | 10 | 2006 | Lower Yukon-Kuskokwim
057-0000 | Kiana_grid | TRUE | Kiana |  |  | Northwest Arctic
058-0000 | Kivalina_grid | TRUE | Kivalina |  |  | Northwest Arctic
059-0000 | Kotlik_grid | TRUE | Kotlik |  |  | Lower Yukon-Kuskokwim
060-0000 | Koyuk_grid | TRUE | Koyuk |  |  | Bering Straits
061-0000 | Marshall_grid | TRUE | Marshall |  |  | Lower Yukon-Kuskokwim
062-0000 | Mekoryuk_grid | TRUE | Mekoryuk |  |  | Lower Yukon-Kuskokwim
063-0000 | Minto_grid | TRUE | Minto |  |  | Yukon-Koyukuk/Upper Tanana
065-0000 | New Stuyahok_grid | FALSE | New Stuyahok |  |  | Bristol Bay
065-2016 | New_Stuyahok_grid | TRUE | New Stuyahok; Ekwok |  | 2016 | Bristol Bay
066-0000 | Noatak_grid | TRUE | Noatak |  |  | Northwest Arctic
067-0000 | Noorvik_grid | TRUE | Noorvik |  |  | Northwest Arctic
068-0000 | Nulato_grid | TRUE | Nulato |  |  | Yukon-Koyukuk/Upper Tanana
069-0000 | Old Harbor_grid | TRUE | Old Harbor |  |  | Kodiak
070-0000 | Pilot Station_grid | TRUE | Pilot Station |  |  | Lower Yukon-Kuskokwim
071-0000 | Quinhagak_grid | TRUE | Quinhagak |  |  | Lower Yukon-Kuskokwim
072-0000 | Russian Mission_grid | TRUE | Russian Mission |  |  | Lower Yukon-Kuskokwim
075-1985 | Saint Mary's_grid | FALSE | Saint Mary's, Andreafsky; Pitkas Point |  | 1985 | Lower Yukon-Kuskokwim
075-2020 | Saint Mary's_grid | TRUE | Saint Mary's, Andreafsky; Pitkas Point; Mountain Village |  | 2020 | Lower Yukon-Kuskokwim
064-0000 | Mountain Village_grid | FALSE | Mountain Village |  |  | Lower Yukon-Kuskokwim
076-0000 | Savoonga_grid | TRUE | Savoonga |  |  | Bering Straits
077-0000 | Scammon Bay_grid | TRUE | Scammon Bay |  |  | Lower Yukon-Kuskokwim
078-0000 | Selawik_grid | TRUE | Selawik |  |  | Northwest Arctic
079-0000 | Shageluk_grid | TRUE | Shageluk |  |  | Yukon-Koyukuk/Upper Tanana
080-0000 | Shaktoolik_grid | TRUE | Shaktoolik |  |  | Bering Straits
081-0000 | Shishmaref_grid | TRUE | Shishmaref |  |  | Bering Straits
084-0000 | Stebbins_grid | FALSE | Stebbins |  |  | Bering Straits
084-2015 | Stebbins_grid | TRUE | Stebbins; Saint Michael | 9 | 2015 | Bering Straits | PCE reporting
085-0000 | Teller_grid | TRUE | Teller |  |  | Bering Straits
086-0000 | Togiak_grid | FALSE | Togiak |  |  | Bristol Bay
086-2020 | Togiak_grid | TRUE | Togiak; Twin Hills |  | 2020 | Bristol Bay
192-0000 | Twin Hills_grid | FALSE | Twin Hills |  |  | Bristol Bay
088-0000 | Toksook Bay_grid | FALSE | Toksook Bay |  |  | Lower Yukon-Kuskokwim
088-2006 | Toksook Bay_grid | FALSE | Toksook Bay; Tununak | 4 | 2006 | Lower Yukon-Kuskokwim | PCE reporting
088-2008 | Toksook Bay_grid | TRUE | Tooksook Bay; Tununak; Nightmute | 5 | 2008 | Lower Yukon-Kuskokwim | Distributing Alaska's Power. 2008
090-0000 | Wales_grid | TRUE | Wales |  |  | Bering Straits
091-0000 | Yakutat_grid | TRUE | Yakutat |  |  | Southeast
092-0000 | Karluk_grid | TRUE | Karluk |  |  | Kodiak
093-0000 | Aniak_grid | TRUE | Aniak |  |  | Lower Yukon-Kuskokwim
094-0000 | Arctic Village_grid | TRUE | Arctic Village |  |  | Yukon-Koyukuk/Upper Tanana
095-0000 | Atka_grid | TRUE | Atka |  |  | Aleutians
096-0000 | Atmautluak_grid | TRUE | Atmautluak |  |  | Lower Yukon-Kuskokwim
097-0000 | Beaver_grid | TRUE | Beaver |  |  | Yukon-Koyukuk/Upper Tanana
098-0000 | Birch Creek_grid | TRUE | Birch Creek |  |  | Yukon-Koyukuk/Upper Tanana
099-0000 | Buckland_grid | TRUE | Buckland |  |  | Northwest Arctic
100-0000 | Chalkyitsik_grid | TRUE | Chalkyitsik |  |  | Yukon-Koyukuk/Upper Tanana
101-0000 | Chenega_grid | TRUE | Chenega Bay |  |  | Copper River/Chugach
102-0000 | Chignik Lagoon_grid | TRUE | Chignik Lagoon |  |  | Bristol Bay
103-0000 | Chignik Lake_grid | TRUE | Chignik Lake |  |  | Bristol Bay
104-0000 | Chignik_grid | TRUE | Chignik |  |  | Bristol Bay
105-0000 | Chitina_grid | TRUE | Chitina |  |  | Copper River/Chugach
106-0000 | Circle_grid | TRUE | Circle |  |  | Yukon-Koyukuk/Upper Tanana
107-0000 | Clark's Point_grid | TRUE | Clark's Point |  |  | Bristol Bay
110-0000 | Diomede_grid | TRUE | Diomede |  |  | Bering Straits
111-0000 | Egegik_grid | TRUE | Egegik |  |  | Bristol Bay
112-0000 | Elfin Cove_grid | TRUE | Elfin Cove |  |  | Southeast
113-0000 | False Pass_grid | TRUE | False Pass |  |  | Aleutians
114-0000 | Cold Bay_grid | TRUE | Cold Bay |  |  | Aleutians
115-0000 | Galena_grid | TRUE | Galena |  |  | Yukon-Koyukuk/Upper Tanana
116-0000 | Central_grid | TRUE | Central |  |  | Yukon-Koyukuk/Upper Tanana
117-0000 | Golovin_grid | TRUE | Golovin |  |  | Bering Straits
118-0000 | Gustavus_grid | TRUE | Gustavus |  |  | Southeast
119-0000 | Fort Yukon_grid | TRUE | Fort Yukon |  |  | Yukon-Koyukuk/Upper Tanana
120-0000 | Hughes_grid | TRUE | Hughes |  |  | Yukon-Koyukuk/Upper Tanana
121-0000 | Igiugig_grid | TRUE | Igiugig |  |  | Bristol Bay
123-1983 | Newhalen_grid | TRUE | Iliamna, Newhalen, Nondalton |  | 1983 | Bristol Bay | https://www.innelectric.com/our-history.html
125-0000 | Angoon_grid | TRUE | Angoon |  |  | Southeast
128-0000 | Hoonah_grid | TRUE | Hoonah |  |  | Southeast
129-0000 | Kake_grid | TRUE | Kake |  |  | Southeast
130-0000 | Deering_grid | TRUE | Deering |  |  | Northwest Arctic
131-0000 | King Cove_grid | TRUE | King Cove |  |  | Aleutians
132-0000 | Kipnuk_grid | TRUE | Kipnuk |  |  | Lower Yukon-Kuskokwim
134-0000 | Kokhanok_grid | TRUE | Kokhanok |  |  | Bristol Bay
135-0000 | Kotzebue_grid | TRUE | Kotzebue |  |  | Northwest Arctic
136-0000 | Koyukuk_grid | TRUE | Koyukuk |  |  | Yukon-Koyukuk/Upper Tanana
137-0000 | Kwethluk_grid | TRUE | Kwethluk |  |  | Lower Yukon-Kuskokwim
138-0000 | Kwigillingok_grid | TRUE | Kwigillingok |  |  | Lower Yukon-Kuskokwim
139-0000 | Larsen Bay_grid | TRUE | Larsen Bay |  |  | Kodiak
140-0000 | Levelock_grid | TRUE | Levelock |  |  | Bristol Bay
141-0000 | Lime Village_grid | TRUE | Lime Village |  |  | Lower Yukon-Kuskokwim
142-0000 | Manokotak_grid | TRUE | Manokotak |  |  | Bristol Bay
143-0000 | McGrath_grid | TRUE | McGrath |  |  | Yukon-Koyukuk/Upper Tanana
144-0000 | Chuathbaluk_grid | TRUE | Chuathbaluk |  |  | Lower Yukon-Kuskokwim
145-0000 | Crooked Creek_grid | TRUE | Crooked Creek |  |  | Lower Yukon-Kuskokwim
146-0000 | Red Devil_grid | TRUE | Red Devil |  |  | Lower Yukon-Kuskokwim
147-0000 | Sleetmute_grid | TRUE | Sleetmute |  |  | Lower Yukon-Kuskokwim
148-0000 | Stony River_grid | TRUE | Stony River |  |  | Lower Yukon-Kuskokwim
149-1980 | Shungnak_grid | TRUE | Shungnak; Kobuk |  | 1980 | Northwest Arctic
150-0000 | Naknek_grid | TRUE | Naknek, South Naknek, King Salmon |  |  | Bristol Bay
153-0000 | Napaskiak_grid | TRUE | Napaskiak |  |  | Lower Yukon-Kuskokwim
154-0000 | Chefornak_grid | TRUE | Chefornak |  |  | Lower Yukon-Kuskokwim
155-0000 | Perryville_grid | TRUE | Perryville |  |  | Bristol Bay
156-0000 | Nelson Lagoon_grid | TRUE | Nelson Lagoon |  |  | Aleutians
157-0000 | Koliganek_grid | TRUE | Koliganek |  |  | Bristol Bay
158-0000 | Nikolai_grid | TRUE | Nikolai |  |  | Yukon-Koyukuk/Upper Tanana
159-0000 | Nome_grid | TRUE | Nome |  |  | Bering Straits
160-0000 | Anaktuvuk Pass_grid | TRUE | Anaktuvuk Pass |  |  | North Slope
161-0000 | Atqasuk_grid | TRUE | Atqasuk |  |  | North Slope
162-0000 | Kaktovik_grid | TRUE | Kaktovik |  |  | North Slope
163-0000 | Nuiqsut_grid | TRUE | Nuiqsut |  |  | North Slope
164-0000 | Point Hope_grid | TRUE | Point Hope |  |  | North Slope
165-0000 | Point Lay_grid | TRUE | Point Lay |  |  | North Slope
166-0000 | Wainwright_grid | TRUE | Wainwright |  |  | North Slope
167-0000 | Nunam Iqua_grid | TRUE | Nunam Iqua |  |  | Lower Yukon-Kuskokwim
169-0000 | Dillingham_grid | TRUE | Dillingham, Aleknagik |  |  | Bristol Bay
170-0000 | Ouzinkie_grid | TRUE | Ouzinkie |  |  | Kodiak
171-0000 | Pedro Bay_grid | TRUE | Pedro Bay |  |  | Bristol Bay
172-0000 | Pelican_grid | TRUE | Pelican |  |  | Southeast
173-0000 | Pilot Point_grid | TRUE | Pilot Point |  |  | Bristol Bay
174-0000 | Platinum_grid | TRUE | Platinum |  |  | Lower Yukon-Kuskokwim
175-0000 | Port Heiden_grid | TRUE | Port Heiden |  |  | Bristol Bay
176-0000 | Kongiganak_grid | TRUE | Kongiganak |  |  | Lower Yukon-Kuskokwim
177-0000 | Rampart_grid | TRUE | Rampart |  |  | Yukon-Koyukuk/Upper Tanana
178-0000 | Ruby_grid | TRUE | Ruby |  |  | Yukon-Koyukuk/Upper Tanana
179-0000 | Saint George_grid | TRUE | Saint George |  |  | Aleutians
180-0000 | Saint Paul_grid | TRUE | Saint Paul |  |  | Aleutians
181-0000 | Stevens Village_grid | TRUE | Stevens Village |  |  | Yukon-Koyukuk/Upper Tanana
182-0000 | Takotna_grid | TRUE | Takotna |  |  | Yukon-Koyukuk/Upper Tanana
183-0000 | Port Alsworth_grid | TRUE | Port Alsworth |  |  | Bristol Bay
184-0000 | Tanana_grid | TRUE | Tanana |  |  | Yukon-Koyukuk/Upper Tanana
185-0000 | Tatitlek_grid | TRUE | Tatitlek |  |  | Copper River/Chugach
186-0000 | Adak_grid | TRUE | Adak |  |  | Aleutians
187-0000 | Sand Point_grid | TRUE | Sand Point |  |  | Aleutians
188-0000 | Manley Hot Springs_grid | TRUE | Manley Hot Springs |  |  | Yukon-Koyukuk/Upper Tanana
189-0000 | Tenakee Springs_grid | TRUE | Tenakee Springs |  |  | Southeast
190-0000 | Tuluksak_grid | TRUE | Tuluksak |  |  | Lower Yukon-Kuskokwim
191-0000 | Tuntutuliak_grid | TRUE | Tuntutuliak |  |  | Lower Yukon-Kuskokwim
193-0000 | Nikolski_grid | TRUE | Nikolski |  |  | Aleutians
194-0000 | Unalakleet_grid | TRUE | Unalakleet |  |  | Bering Straits
195-0000 | Unalaska_grid | TRUE | Unalaska |  |  | Aleutians
196-0000 | Newtok_grid | TRUE | Newtok |  |  | Lower Yukon-Kuskokwim
197-0000 | Venetie_grid | TRUE | Venetie |  |  | Yukon-Koyukuk/Upper Tanana
198-0000 | WhiteMountain_grid | TRUE | White Mountain |  |  | Bering Straits
199-0000 | Kobuk_grid | FALSE | Kobuk |  |  | Northwest Arctic
200-0000 | Tununak_grid | FALSE | Tununak |  |  | Lower Yukon-Kuskokwim
201-0000 | Nightmute_grid | FALSE | Nightmute |  |  | Lower Yukon-Kuskokwim
202-0000 | SaintMichael_grid | FALSE | Saint Michael |  |  | Bering Straits
203-0000 | PitkasPoint_grid | FALSE | Pitkas Point |  |  | Lower Yukon-Kuskokwim
204-0000 | Nunapitchuk_grid | FALSE | Nunapitchuk |  |  | Lower Yukon-Kuskokwim
205-0000 | LowerKalskag_grid | FALSE | Lower Kalskag |  |  | Lower Yukon-Kuskokwim
206-0000 | Chistochina_grid | FALSE | Chistochina |  |  | Copper River/Chugach
207-0000 | Coffman_Cove_grid | FALSE | Coffman Cove |  |  | Southeast
208-0000 | Ekwok_grid | FALSE | Ekwok |  |  | Southeast
209-0000 | Hollis_grid | FALSE | Hollis |  |  | Southeast
210-0000 | Hydaburg_grid | FALSE | Hydaburg |  |  | Southeast
211-0000 | Naukati_Bay_grid | FALSE | Naukati Bay |  |  | Southeast
212-0000 | Tetlin_grid | FALSE | Tetlin |  |  | Yukon-Koyukuk/Upper Tanana
213-0000 | Whale_Pass_grid | TRUE | Whale Pass |  |  | Southeast
214-0000 | Mentasta_Lake_grid | FALSE | Mentasta Lake |  |  | Copper River/Chugach
215-1985 | Railbelt_grid | TRUE |  |  | 1985 | Railbelt | Distributing Alaska's Power. 2008
216-1982 | CopperValley_grid | TRUE |  |  | 1982 | Copper River/Chugach | Distributing Alaska's Power. 2008
217-2009 | SEAPA_grid | TRUE | Ketchikan, Petersburg, Wrangell | 10 | 2009 | Southeast | SEAPA communication
218-0000 | Alakanuk_grid | FALSE | Alakanuk |  |  | Lower Yukon-Kuskokwim
219-0000 | Sitka_grid | TRUE | Sitka |  |  | Southeast
221-0000 | Utqiagvik_grid | TRUE | Utqiagvik |  |  | North Slope
222-0000 | Juneau_grid | TRUE | Juneau, Douglas |  |  | Southeast
223-0000 | Kodiak_grid | TRUE | Kodiak, Kodiak Station, Port Lions, Chiniak, Woody Island |  |  | Kodiak
224_0000 | Deadhorse_grid | TRUE | Deadhorse |  |  | North Slope
225_0000 | Metlakatla_grid | TRUE | Metlakatla |  |  | Southeast
226_0000 | Paxson_grid | TRUE | Paxson |  |  | Copper River/Chugach
227-0000 | Ketchikan_grid | FALSE | Ketchikan |  |  | Southeast
228-1981 | Wrangell-Petersburg_grid | FALSE | Wrangell-Petersburg |  | 1981 | Southeast | Southeast Alaska Integrated Resource Plan. 2012

## LOOKUP OPERATOR 2023-11-13
AEA_operator Id | PCE_utility_code | eia_operator_id | CPCN | Operator_name | sector__id | sector__name | sector__number | operator_rca_regulatory_status_name | operator_utility_certificate | operator__utility_type_name | operator_cpcn_status | pce_eligible | Power Generation End Use | Notes
AEA-121 |  | 179 |  | Agrium US Inc | 4 | Industrial NAICS Cogen | 7 | N/A | FALSE | Industrial | N/A | FALSE | Consumed by facility
AEA-001 | AKHI |  | 449 | Akhiok, City of | 1 | Electric Utility | 1 | Unregulated | TRUE | Public Electric Utility | Active | TRUE | Retail
AEA-003 | AKIANCE | 192 | 412 | Akiachak Native Community | 1 | Electric Utility | 1 | Unregulated | TRUE | Private Electric Utility | Active | TRUE | Retail
AEA-002 | AKIA |  | 635 | Akiak City Council | 1 | Electric Utility | 1 | Unregulated | TRUE | Public Electric Utility | Active | TRUE | Retail
AEA-004 | AKUT | 24486 | 293 | Akutan, City of | 1 | Electric Utility | 1 | Unregulated | TRUE | Public Electric Utility | Active | TRUE | Retail
AEA-112 |  | 49803 | 640 | Alaska Electric & Energy Coop | 1 | Electric Utility | 1 | Regulated | TRUE | Electric Co-op | Active | FALSE | Wholesale
AEA-140 |  | 288 | 345 | Alaska Electric G & T Coop Inc | 1 | Electric Utility | 1 | Regulated | TRUE | Private Electric Utility | Active | FALSE | Wholesale
AEA-133 |  | 213 | 1 | Alaska Electric Light & Power Company | 1 | Electric Utility | 1 | Regulated | TRUE | Private Electric Utility | Active | FALSE | Retail
AEA-129 |  | 42889 |  | Alaska Energy Authority |  |  |  | N/A | FALSE | Political Subdivision of the State | N/A | FALSE | Wholesale
AEA-113 |  | 58488 | 742 | Alaska Environmental Power LLC | 7 | NAICS-22 Non-Cogen | 2 | Regulated | TRUE | Independent Power Producer | Active | FALSE | Wholesale
AEA-141 |  |  | 523 | Alaska Industrial Development & Export Authority | 1 | Electric Utility | 1 | Unregulated | TRUE | Political Subdivision of the State | Active | FALSE | Wholesale
AEA-142 |  |  | 549 | Alaska Industrial Development & Export Authority | 1 | Electric Utility | 1 | Unregulated | TRUE | Political Subdivision of the State | Active | FALSE | Wholesale
AEA-005 | ALASPCA | 219 | 2 | Alaska Power & Telephone Company | 1 | Electric Utility | 1 | Regulated | TRUE | Private Electric Utility | Active | TRUE | Retail
AEA-006 | ALASVEC | 221 | 169 | Alaska Village Electric Cooperative | 1 | Electric Utility | 1 | Unregulated | TRUE | Electric Co-op | Active | TRUE | Retail
AEA-143 |  |  | 735 | Aleutian Wind Energy, LLC | 1 | Electric Utility | 1 | Regulated | TRUE | Private Electric Utility | Active | FALSE | Wholesale | Wind farm selling power to Sand Point
AEA-007 | ALUTPC |  | 683 | Alutiiq Power Company | 1 | Electric Utility | 1 | Unregulated | TRUE | Private Electric Utility | Active | TRUE | Retail
AEA-161 |  | 431 |  | Alyeska Seafoods Inc | 6 | Commercial NAICS Non-Cogen | 4 | N/A | FALSE | Industrial | N/A | FALSE | Consumed by facility
AEA-109 |  | 599 | 121 | Anchorage Municipal Light and Power | 1 | Electric Utility | 1 | Regulated | TRUE | Public Electric Utility | Active | FALSE | Retail
AEA-008 | ANDRE | 653 | 291 | Andreanof Electric Corp | 1 | Electric Utility | 1 | Unregulated | TRUE | Private Electric Utility | Inactive | FALSE | Retail
AEA-009 | ANIALPC | 4959 | 5 | Aniak Light & Power | 1 | Electric Utility | 1 | Regulated | TRUE | Private Electric Utility | Active | TRUE | Retail
AEA-171 |  | 409 |  | Arctic Utilities, Inc | 1 | Electric Utility | 1 | Regulated | TRUE | Private Electric Utility | Inactive | FALSE | Consumed by facility
AEA-010 | ARCTVC |  | 747 | Arctic Village Electric Company | 1 | Electric Utility | 1 | Unregulated | TRUE | Electric Co-op | Active | TRUE | Retail
AEA-011 | ATKA | 56256 | 291 | Atka, City of | 1 | Electric Utility | 1 | Unregulated | TRUE | Public Electric Utility | Active | TRUE | Retail
AEA-012 | ATMATU | 878 | 337 | Atmautluak Tribal Utilities | 1 | Electric Utility | 1 | Unregulated | TRUE | Private Electric Utility | Active | TRUE | Retail
AEA-114 |  | 986 | 520 | Aurora Energy LLC | 2 | NAICS-22 Cogen | 3 | Regulated | TRUE | Independent Power Producer | Active | FALSE | Wholesale
AEA-134 |  | 1276 | 214 | Barrow Utilities & Electric Cooperative Inc. | 1 | Electric Utility | 1 |  | TRUE | Public Electric Utility | Active | FALSE | Retail
AEA-144 |  | 219 | 573 | BBL HYDRO, INC. | 1 | Electric Utility | 1 | Regulated | TRUE | Private Electric Utility | Active | FALSE | Wholesale
AEA-013 | BEAVJU |  | 420 | Beaver Joint Utilities | 1 | Electric Utility | 1 | Unregulated | TRUE | Private Electric Utility | Active | TRUE | Retail
AEA-014 | BETHUC | 1651 | 43 | Bethel Utilities Corp | 1 | Electric Utility | 1 | Regulated | TRUE | Private Electric Utility | Inactive | FALSE | Retail
AEA-015 | BIRCCEC | 1747 | 767 | Birch Creek Electric Company | 1 | Electric Utility | 1 | Unregulated | TRUE | Public Electric Utility | Active | TRUE | Retail
AEA-166 |  | 1388 |  | BP Exploration Alaska | 6 | Commercial NAICS Non-Cogen | 4 | N/A | FALSE | Industrial | N/A | FALSE | Consumed by facility
AEA-016 | BUCK |  | 432 | Buckland, City of | 1 | Electric Utility | 1 | Unregulated | TRUE | Public Electric Utility | Active | TRUE | Retail
AEA-018 | CENTEI | 6111 | 341 | Central Electric Inc. | 1 | Electric Utility | 1 | Regulated | TRUE | Private Electric Utility | Inactive | FALSE | Retail
AEA-019 | CHALVC |  | 682 | Chalkyitsik Village Council | 1 | Electric Utility | 1 | Unregulated | TRUE | Private Electric Utility | Active | TRUE | Retail
AEA-145 |  |  | 704 | Chena Power Company | 1 | Electric Utility | 1 | Unregulated | TRUE | Private Electric Utility | Active | FALSE | Consumed by facility
AEA-020 | CHENVC |  | 686 | Chenega Ira Council | 1 | Electric Utility | 1 | Unregulated | TRUE | Private Electric Utility | Active | TRUE | Retail
AEA-023 | CHIGLPU |  | 658 | Chignik Lagoon Power Utility | 1 | Electric Utility | 1 | Unregulated | TRUE | Private Electric Utility | Active | TRUE | Retail
AEA-022 | CHIGLEU |  | 437 | Chignik Lake Electric Utility | 1 | Electric Utility | 1 | Unregulated | TRUE | Private Electric Utility | Active | TRUE | Retail
AEA-021 | CHIG | 3421 | 297 | Chignik, City of | 1 | Electric Utility | 1 | Unregulated | TRUE | Private Electric Utility | Active | TRUE | Retail
AEA-024 | CHITE | 3465 | 368 | Chitina Electric Inc | 1 | Electric Utility | 1 | Unregulated | TRUE | Private Electric Utility | Active | TRUE | Retail
AEA-132 |  | 3522 | 8 | Chugach Electric Assn Inc | 1 | Electric Utility | 1 |  | TRUE | Electric Co-op | Active | FALSE | Retail
AEA-025 | CIRCE |  | 256 | Circle Electric Utility | 1 | Electric Utility | 1 | Unregulated | TRUE | Private Electric Utility | Active | TRUE | Retail
AEA-111 |  | 16955 | 108 | Seward, City of | 1 | Electric Utility | 1 | Unregulated | TRUE | Public Electric Utility | Active | FALSE | Retail
AEA-172 |  | 18877 |  | City of Thorne Bay | 1 | Electric Utility | 1 | N/A | FALSE | Public Electric Utility | N/A | FALSE | Retail
AEA-026 | CLARPVC |  | 360 | Clark's Point, City of | 1 | Electric Utility | 1 | Unregulated | TRUE | Public Electric Utility | Active | TRUE | Retail
AEA-169 |  | 14811 |  | Conoco Phillips Alaska Inc | 6 | Commercial NAICS Non-Cogen | 4 | N/A | FALSE | Industrial | N/A | FALSE | Consumed by facility
AEA-103 |  | 4329 | 10 | Copper Valley Elec Assn, Inc | 1 | Electric Utility | 1 | Unregulated | TRUE | Private Electric Utility | Active | FALSE | Retail
AEA-027 | CORDEC | 40215 | 160 | Cordova Electric Cooperative | 1 | Electric Utility | 1 | Unregulated | TRUE | Electric Co-op | Active | TRUE | Retail
AEA-028 | DIOMJU |  | 383 | Diomede Joint Utilities | 1 | Electric Utility | 1 | Unregulated | TRUE | Public Electric Utility | Active | TRUE | Retail
AEA-116 |  | 19272 | 720 | Doyon Utilities - Fort Greely | 6 | Commercial NAICS Non-Cogen | 4 | Unregulated | TRUE | Military | Active | FALSE | Consumed by facility
AEA-118 |  | 56389 | 726 | Doyon Utilities - Fort Wainwright | 1 | Electric Utility | 1 | Unregulated | TRUE | Military | Active | FALSE | Consumed by facility
AEA-122 |  | 58368 | 724 | Doyon Utilities, LLC | 6 | Commercial NAICS Non-Cogen | 4 | N/A | FALSE | Independent Power Producer | Active | FALSE | Consumed by facility
AEA-029 | EGEG | 5553 | 320 | Egegik Light & Power Co | 1 | Electric Utility | 1 | Unregulated | TRUE | Public Electric Utility | Active | TRUE | Retail
AEA-029 | EGEG | 57351 | 320 | Egegik Light & Power Co | 1 | Electric Utility | 1 | Unregulated | TRUE | Public Electric Utility | Active | TRUE | Retail
AEA-030 | EKWO |  | 688 | Ekwok, City of | 1 | Electric Utility | 1 | Unregulated | TRUE | Private Electric Utility | Inactive | FALSE | Retail
AEA-031 | ELFICEU | 5721 | 701 | Elfin Cove Utility Commission | 1 | Electric Utility | 1 | Unregulated | TRUE | Electric Co-op | Active | TRUE | Retail
AEA-032 | FALSPE |  | 442 | False Pass, City of | 1 | Electric Utility | 1 | Unregulated | TRUE | Public Electric Utility | Active | TRUE | Retail
AEA-115 |  | 58422 |  | Fire Island Wind LLC | 7 | NAICS-22 Non-Cogen | 2 | N/A | FALSE | Independent Power Producer | N/A | FALSE | Wholesale
AEA-034 | GK | 6866 | 88 | G & K Inc | 1 | Electric Utility | 1 | Regulated | TRUE | Private Electric Utility | Active | TRUE | Retail
AEA-033 | GALE | 6915 | 274 | Galena, City of | 1 | Electric Utility | 1 | Unregulated | TRUE | Public Electric Utility | Active | TRUE | Retail
AEA-146 |  | 219 | 521 | GOAT LAKE HYDRO, INC. | 1 | Electric Utility | 1 | Regulated | TRUE | Private Electric Utility | Active | FALSE | Wholesale
AEA-139 | GOLDCE | 56739 | 341 | Gold Country Energy | 1 | Electric Utility | 1 | Regulated | TRUE | Private Electric Utility | Active | TRUE | Retail
AEA-104 |  | 7353 | 13 | Golden Valley Elec Assn Inc | 1 | Electric Utility | 1 | Regulated | TRUE | Private Electric Utility | Active | FALSE | Retail
AEA-035 | GOLOPU |  | 373 | Golovin Power Utilities | 1 | Electric Utility | 1 | Unregulated | TRUE | Public Electric Utility | Active | TRUE | Retail
AEA-036 | GUSTE | 7822 | 417 | Gustavus Electric Co | 1 | Electric Utility | 1 | Regulated | TRUE | Private Electric Utility | Inactive | FALSE | Retail
AEA-037 | GWITZU | 7833 | 63 | Gwitchyaa Zhee Utilities Company | 1 | Electric Utility | 1 | Regulated | TRUE | Private Electric Utility | Active | TRUE | Retail
AEA-159 |  | 60222 | 760 | Haida Energy, Inc. |  |  |  |  | TRUE | Private Electric Utility | N/A | FALSE | Wholesale
AEA-105 |  | 19558 | 32 | Homer Electric Assn Inc | 1 | Electric Utility | 1 | Regulated | TRUE | Private Electric Utility | Active | FALSE | Retail
AEA-038 | HUGHPL | 9000 | 332 | Hughes Power & Light | 1 | Electric Utility | 1 | Unregulated | TRUE | Public Electric Utility | Active | TRUE | Retail
AEA-163 |  | 9183 |  | Icicle Seafoods Inc | 6 | Commercial NAICS Non-Cogen | 4 | N/A | FALSE | Industrial | N/A | FALSE | Consumed by facility
AEA-039 | IGIUEC | 9192 | 681 | Igiugig Electric Company | 1 | Electric Utility | 1 | Unregulated | TRUE | Private Electric Utility | Active | TRUE | Retail
AEA-040 | ILIANNE | 9188 | 280 | I-N-N Electric Coop, Inc | 1 | Electric Utility | 1 | Unregulated | TRUE | Electric Co-op | Active | TRUE | Retail
AEA-041 | INSIPEC | 18963 | 240 | Inside Passage Elec Coop, Inc | 1 | Electric Utility | 1 | Unregulated | TRUE | Electric Co-op | Active | TRUE | Retail | Previously known as Tlingit & Haida Region El Auth
AEA-042 | IPNAEC | 9416 | 369 | Ipnatchiaq Electric Company | 1 | Electric Utility | 1 | Unregulated | TRUE | Private Electric Utility | Active | TRUE | Retail
AEA-147 |  |  |  | Ivanof Bay |  |  |  | N/A | FALSE |  | N/A | FALSE
AEA-160 |  | 60223 |  | Ketchikan Electric Company |  |  |  |  | FALSE |  | N/A | FALSE | Wholesale
AEA-131 |  | 10210 | 103 | Ketchikan Public Utilities | 1 | Electric Utility | 1 |  | TRUE | Public Electric Utility | Active | FALSE | Retail
AEA-138 | KINGCC | 9897 | 289 | King Cove Corporation | 1 | Electric Utility | 1 | Unregulated | TRUE | Public Electric Utility | Inactive | FALSE | Retail
AEA-043 | KINGC | 9897 | 289 | King Cove, City of | 1 | Electric Utility | 1 | Unregulated | TRUE | Public Electric Utility | Active | TRUE | Retail
AEA-044 | KIPNLP |  | 446 | Kipnuk Light Plant | 1 | Electric Utility | 1 | Unregulated | TRUE | Private Electric Utility | Active | TRUE | Retail
AEA-045 | KOBUVEC |  | 407 | Kobuk Valley Electric Company | 1 | Electric Utility | 1 | Unregulated | TRUE | Electric Co-op | Inactive | FALSE | Retail
AEA-148 |  |  | 748 | Kodiak | 1 | Electric Utility | 1 | Unregulated | TRUE | Public Electric Utility | Active | FALSE | Retail | Docks
AEA-106 |  | 10433 | 16 | Kodiak Electric Assn Inc | 1 | Electric Utility | 1 | Regulated | TRUE | Electric Co-op | Active | FALSE | Retail
AEA-046 | KOKHVC | 10455 | 660 | Kokhanok Village Council | 1 | Electric Utility | 1 | Unregulated | TRUE | Public Electric Utility | Active | TRUE | Retail
AEA-047 | KOTLES | 9898 | 285 | Kotlik Joint Utility | 1 | Electric Utility | 1 | Unregulated | TRUE | Public Electric Utility | Inactive | FALSE | Retail
AEA-048 | KOTZEA | 10451 | 17 | Kotzebue Electric Association | 1 | Electric Utility | 1 | Unregulated | TRUE | Public Electric Utility | Active | TRUE | Retail
AEA-049 | KOYU |  | 687 | Koyukuk, City of | 1 | Electric Utility | 1 | Unregulated | TRUE | Public Electric Utility | Active | TRUE | Retail
AEA-149 |  |  | 710 | KWAAN ELECTRIC TRANSMISSION INTERTIE COOPERATIVE, INC. | 1 | Electric Utility | 1 | Regulated | TRUE | Private Electric Utility | Active | FALSE | Retail | Connects to Admiralty Island/Greens Creek Mine
AEA-050 | KWET | 9832 | 281 | Kwethluk Incorporated d/b/a Kuiggluum Kallugvia | 1 | Electric Utility | 1 | Unregulated | TRUE | Public Electric Utility | Active | TRUE | Retail
AEA-051 | KWIGPC | 10491 | 376 | Kwigillingok Power Company | 1 | Electric Utility | 1 | Unregulated | TRUE | Public Electric Utility | Active | TRUE | Retail
AEA-052 | LARSBUC | 10716 | 353 | Larsen Bay Utility Company | 1 | Electric Utility | 1 | Unregulated | TRUE | Public Electric Utility | Active | TRUE | Retail
AEA-053 | LEVEEC |  | 330 | Levelock Electrical Coop | 1 | Electric Utility | 1 | Unregulated | TRUE | Public Electric Utility | Active | TRUE | Retail
AEA-054 | LIMEVTC |  | 570 | Lime Village Electric Utility | 1 | Electric Utility | 1 | Unregulated | TRUE | Public Electric Utility | Active | TRUE | Retail
AEA-055 | MANLU | 11591 | 264 | Manley Utility Co Inc | 1 | Electric Utility | 1 | Regulated | TRUE | Private Electric Utility | Inactive | FALSE | Retail
AEA-056 | MANOPC | 26317 | 321 | Manokotak Power Company | 1 | Electric Utility | 1 | Unregulated | TRUE | Private Electric Utility | Active | TRUE | Retail
AEA-107 |  | 11824 | 18 | Matanuska Electric Association | 1 | Electric Utility | 1 | Regulated | TRUE | Electric Co-op | Active | FALSE | Retail
AEA-057 | MCGRLP | 12119 | 44 | Mcgrath Light & Power | 1 | Electric Utility | 1 | Regulated | TRUE | Private Electric Utility | Active | TRUE | Retail
AEA-108 |  | 12385 |  | Metlakatla Power & Light | 1 | Electric Utility | 1 | N/A | FALSE | Private Electric Utility | N/A | FALSE | Retail | Exempted from RCA jurisdiction
AEA-058 | MIDDKEC | 12485 | 343 | Middle Kuskokwim Electric | 1 | Electric Utility | 1 | Regulated | TRUE | Electric Co-op | Active | TRUE | Retail
AEA-059 | NAKNEA | 13201 | 22 | Naknek Electric Association | 1 | Electric Utility | 1 | Unregulated | TRUE | Electric Co-op | Active | TRUE | Retail
AEA-060 | NAPAC | 13211 | 319 | Napakiak Ircinraq | 1 | Electric Utility | 1 | Unregulated | TRUE | Private Electric Utility | Active | TRUE | Retail
AEA-061 | NAPAEU |  | 625 | Napaskiak Electric Utility | 1 | Electric Utility | 1 | Unregulated | TRUE | Public Electric Utility | Active | TRUE | Retail
AEA-062 | NATELP | 3422 | 365 | Naterkaq Light Plant (City of Chefornak) | 1 | Electric Utility | 1 | Unregulated | TRUE | Private Electric Utility | Active | TRUE | Retail
AEA-073 | PERR | 14832 | 659 | Native Village of Perryville | 1 | Electric Utility | 1 | Unregulated | TRUE | Public Electric Utility | Active | TRUE | Retail
AEA-063 | NELSLEC | 13477 | 340 | Nelson Lagoon Electrical Coop | 1 | Electric Utility | 1 | Unregulated | TRUE | Electric Co-op | Active | TRUE | Retail
AEA-064 | NEWKVC |  | 661 | New Koliganek Village Council | 1 | Electric Utility | 1 | Unregulated | TRUE | Private Electric Utility | Active | TRUE | Retail
AEA-065 | NIKO |  | 416 | Nikolai, City of | 1 | Electric Utility | 1 | Unregulated | TRUE | Public Electric Utility | Active | TRUE | Retail
AEA-066 | NOMEJUS | 13642 | 150 | Nome Joint Utility Systems | 1 | Electric Utility | 1 | Unregulated | TRUE | Private Electric Utility | Active | TRUE | Retail
AEA-067 | NORTSB | 26616 | 254 | North Slope Borough Power & Light | 1 | Electric Utility | 1 | Unregulated | TRUE | Public Electric Utility | Active | TRUE | Retail
AEA-173 |  | 13880 |  | NUI Energy Brokers, Inc
AEA-068 | NUNAIEC |  | 408 | Nunam Iqua Electric Company | 1 | Electric Utility | 1 | Unregulated | TRUE | Public Electric Utility | Active | TRUE | Retail
AEA-069 | NUSHEC | 13870 | 45 | Nushagak Electric Cooperative | 1 | Electric Utility | 1 | Unregulated | TRUE | Electric Co-op | Active | TRUE | Retail
AEA-168 |  | 13972 |  | Offshore Systems Inc | 6 | Commercial NAICS Non-Cogen | 4 | N/A | FALSE | Industrial | N/A | FALSE | Consumed by facility
AEA-162 |  | 14313 |  | Ounalshka Corp | 6 | Commercial NAICS Non-Cogen | 4 | N/A | FALSE | Industrial | N/A | FALSE | Consumed by facility
AEA-070 | OUZI | 14234 | 357 | Ouzinkie, City of | 1 | Electric Utility | 1 | Unregulated | TRUE | Public Electric Utility | Active | TRUE | Retail
AEA-137 |  | 26754 | 91 | Paxson Inn and Lodge |  |  |  |  | TRUE | Public Electric Utility | Active | FALSE | Retail
AEA-150 |  |  |  | PB Energy, Inc |  |  |  | N/A | FALSE |  | N/A | FALSE | Consumed by facility | Dry Spruce Bay Hydroelectric near Port Bailey
AEA-071 | PEDRBV | 14633 | 662 | Pedro Bay Village Council | 1 | Electric Utility | 1 | Unregulated | TRUE | Private Electric Utility | Active | TRUE | Retail
AEA-072 | PELIU | 29297 | 24 | Pelican Utility | 1 | Electric Utility | 1 | Unregulated | TRUE | Public Electric Utility | Active | TRUE | Retail
AEA-165 |  | 14852 |  | Peter Pan Seafoods | 6 | Commercial NAICS Non-Cogen | 4 | N/A | FALSE | Industrial | N/A | FALSE | Consumed by facility
AEA-110 |  | 14856 | 212 | Petersburg, City of | 1 | Electric Utility | 1 | Unregulated | TRUE | Public Electric Utility | Active | FALSE | Retail
AEA-164 |  | 14956 |  | Phillips Alaska Inc | 6 | Commercial NAICS Non-Cogen | 4 | N/A | FALSE | Industrial | N/A | FALSE | Consumed by facility
AEA-074 | PILOPEU |  | 425 | Pilot Point Electric Utility | 1 | Electric Utility | 1 | Unregulated | TRUE | Public Electric Utility | Active | TRUE | Retail
AEA-076 | PLATCC |  | 765 | Platinum Commercial Company LLC. | 1 | Electric Utility | 1 | Regulated | TRUE | Private Electric Utility | Active | TRUE | Retail
AEA-075 | PLAT |  |  | Platinum, City of | 1 | Electric Utility | 1 | N/A | FALSE | N/A | Inactive | FALSE | Retail
AEA-077 | PORTHU |  | 399 | Port Heiden Utilities | 1 | Electric Utility | 1 | Unregulated | TRUE | Public Electric Utility | Active | TRUE | Retail
AEA-078 | PUVUPC |  | 395 | Puvurnaq Power Company | 1 | Electric Utility | 1 | Unregulated | TRUE | Private Electric Utility | Active | TRUE | Retail
AEA-079 | RAMP |  | 759 | Rampart Village Council | 1 | Electric Utility | 1 | Unregulated | TRUE | Public Electric Utility | Active | TRUE | Retail
AEA-151 |  |  |  | Renewable IPP |  |  |  | N/A | FALSE |  | N/A | FALSE | Wholesale
AEA-080 | RUBY |  | 364 | Ruby, City of | 1 | Electric Utility | 1 | Unregulated | TRUE | Public Electric Utility | Active | TRUE | Retail
AEA-082 | STGEORGE |  | 410 | Saint George, City of | 1 | Electric Utility | 1 | Unregulated | TRUE | Public Electric Utility | Active | TRUE | Retail
AEA-083 | STPMEU | 17898 | 339 | Saint Paul Municipal Electric | 1 | Electric Utility | 1 | Unregulated | TRUE | Public Electric Utility | Active | TRUE | Retail
AEA-089 | TDXC | 63560 | 230 | Sand Point Generating, LLC | 1 | Electric Utility | 1 | Regulated | TRUE | Private Electric Utility | Active | TRUE | Retail
AEA-130 |  | 17271 | 100 | Sitka, City & Borough of | 1 | Electric Utility | 1 |  | TRUE | Public Electric Utility | Active | FALSE | Retail
AEA-152 |  |  |  | South Fork Hydro, LLC |  |  |  | N/A | FALSE |  | N/A | FALSE | Wholesale
AEA-124 |  | 60123 |  | Southeast Alaska Power Agency | 6 | Commercial NAICS Non-Cogen | 4 | N/A | FALSE | Joint Action Agency of the State of Alaska | N/A | FALSE | Wholesale | Also EIA ID 60770
AEA-124 |  | 60770 |  | Southeast Alaska Power Agency | 6 | Commercial NAICS Non-Cogen | 4 | N/A | FALSE | Joint Action Agency of the State of Alaska | N/A | FALSE | Wholesale | Also EIA ID 60123
AEA-124 |  | 60770 |  | Southeast Alaska Power Agency | 6 | Commercial NAICS Non-Cogen | 4 | N/A | FALSE | Joint Action Agency of the State of Alaska | N/A | FALSE | Wholesale | Also EIA ID 60123
AEA-154 |  |  |  | SSRAA | 5 | Industrial NAICS Non-Cogen | 6 | N/A | FALSE | Industrial | Active | FALSE | Consumed by facility
AEA-081 | STEVVIC |  | 709 | Stevens Village Ira Council | 1 | Electric Utility | 1 | Unregulated | TRUE | Public Electric Utility | Active | TRUE | Retail
AEA-084 | TAKOC |  | 394 | Takotna Community Assoc Inc | 1 | Electric Utility | 1 | Unregulated | TRUE | Public Electric Utility | Active | TRUE | Retail
AEA-085 | TANAEC |  | 447 | Tanalian Electric Cooperative | 1 | Electric Utility | 1 | Unregulated | TRUE | Public Electric Utility | Active | TRUE | Retail
AEA-086 | TANAPC | 18474 | 92 | Tanana Power Company Inc | 1 | Electric Utility | 1 | Regulated | TRUE | Private Electric Utility | Active | TRUE | Retail
AEA-087 | TATIVIC | 18480 | 586 | Tatitlek Village Ira Council | 1 | Electric Utility | 1 | Unregulated | TRUE | Private Electric Utility | Active | TRUE | Retail
AEA-088 | TDXA |  | 684 | TDX Adak Generating LLC | 1 | Electric Utility | 1 | Regulated | TRUE | Private Electric Utility | Active | TRUE | Retail
AEA-155 |  |  | 749 | TDX Corporation | 1 | Electric Utility | 1 | Regulated | TRUE | Private Electric Utility | Active | FALSE | Wholesale | Wind farm selling power to City of St. Paul
AEA-090 | TDXM | 56503 | 72 | TDX Manley Generating LLC | 1 | Electric Utility | 1 | Regulated | TRUE | Private Electric Utility | Active | TRUE | Retail
AEA-117 |  | 19277 | 227 | TDX North Slope Generating Company | 1 | Electric Utility | 1 | Regulated | TRUE | Private Electric Utility | Active | FALSE | Consumed by facility
AEA-117 |  | 57494 | 227 | TDX North Slope Generating Company | 1 | Electric Utility | 1 | Regulated | TRUE | Private Electric Utility | Active | FALSE | Consumed by facility
AEA-091 | TELLPC | 18521 | 61 | Teller Power Company | 1 | Electric Utility | 1 | Regulated | TRUE | Private Electric Utility | Inactive | FALSE | Retail
AEA-092 | TENAS | 18541 | 363 | Tenakee Springs, City of | 1 | Electric Utility | 1 | Unregulated | TRUE | Public Electric Utility | Active | TRUE | Retail
AEA-125 |  | 18617 |  | Tesoro Alaska Company LLC | 4 | Industrial NAICS Cogen | 7 | N/A | FALSE | Industrial | N/A | FALSE | Consumed by facility
AEA-156 |  |  | 377 | Thomas Bay Power Authority | 1 | Electric Utility | 1 | Unregulated | TRUE | Private Electric Utility | Active | FALSE | Retail
AEA-093 | TULUTPU |  | 664 | Tuluksak Traditional | 1 | Electric Utility | 1 | Unregulated | TRUE | Private Electric Utility | Active | TRUE | Retail
AEA-094 | TUNTCSA | 19267 | 344 | Tuntutuliak Community | 1 | Electric Utility | 1 | Unregulated | TRUE | Electric Co-op | Active | TRUE | Retail
AEA-095 | TWINHVC |  | 729 | Twin Hills Village Council | 1 | Electric Utility | 1 | Unregulated | TRUE | Private Electric Utility | Active | TRUE | Retail
AEA-120 |  | 22199 |  | U S Air Force-Eielson AFB | 3 | Commercial NAICS Cogen | 5 | N/A | FALSE | Military | N/A | FALSE | Consumed by facility
AEA-174 |  | 22200 |  | U S Army-Ft Wainwright | 3 | Commercial NAICS Cogen | 5 | N/A | FALSE | Military | N/A | FALSE | Consumed by facility
AEA-096 | UMNAP |  | 242 | Umnak Power Company | 1 | Electric Utility | 1 | Unregulated | TRUE | Private Electric Utility | Active | TRUE | Retail
AEA-098 | UNALVEC | 40548 | 741 | Unalakleet Valley Electric Cooperative | 1 | Electric Utility | 1 | Unregulated | TRUE | Electric Co-op | Active | TRUE | Retail
AEA-097 | UNAL | 19454 | 106 | Unalaska, City of | 1 | Electric Utility | 1 | Unregulated | TRUE | Public Electric Utility | Active | TRUE | Retail
AEA-099 | UNGUPC |  | 375 | Ungusraq Power Company | 1 | Electric Utility | 1 | Unregulated | TRUE | Private Electric Utility | Active | TRUE | Retail
AEA-126 |  | 19553 |  | Unisea Inc | 5 | Industrial NAICS Non-Cogen | 6 | N/A | FALSE | Industrial | N/A | FALSE | Consumed by facility
AEA-127 |  | 19511 | 452 | University of Alaska | 3 | Commercial NAICS Cogen | 5 | Unregulated | TRUE | Industrial | Active | FALSE | Consumed by facility
AEA-100 | VENEVE |  | 663 | Venetie Village Electric | 1 | Electric Utility | 1 | Unregulated | TRUE | Private Electric Utility | Active | TRUE | Retail
AEA-157 |  |  | 71 | Weisner Trading Co. | 1 | Electric Utility | 1 | Unregulated | TRUE | Private Electric Utility | Active | FALSE | Retail | Rampart
AEA-158 |  |  | 59 | Weldon S. Holmes, d/b/a Semloh Supply | 1 | Electric Utility | 1 | Unregulated | TRUE | Private Electric Utility | Active | FALSE | Retail
AEA-128 |  | 20523 |  | Westward Seafoods Inc | 4 | Industrial NAICS Cogen | 7 | N/A | FALSE | Industrial | N/A | FALSE | Consumed by facility
AEA-101 | WHITMU | 20535 | 409 | White Mountain, City of | 1 | Electric Utility | 1 | Unregulated | TRUE | Public Electric Utility | Active | TRUE | Retail
AEA-135 |  | 21015 | 111 | Wrangell, City of | 1 | Electric Utility | 1 |  | TRUE | Public Electric Utility | Active | FALSE | Retail
AEA-102 | YAKUP | 30150 | 53 | Yakutat Power Inc | 1 | Electric Utility | 1 | Regulated | TRUE | Public Electric Utility | Inactive | FALSE | Retail

## LOOKUP PLANTS 2023-11-13
AEA Plant ID | eia_plant_id | PCE reporting ID | plant_name | AEA_operator Id | eia_operator_id | OPERATOR_Operator_name | INTERTIE_Current Intertie ID | INTERTIE_Current Intertie name | Currently Reports to EIA | Currently Reports to PCE | combined_heat_power | nameplate_capacity | OPERATOR_sector__id | OPERATOR_sector__name | OPERATOR_sector__number | Primary voltage | Primary voltage 2 | Phases | Latitude | longitude | status (OP, SB, OA) | Notes
P1 | 54452 |  | Agrium Kenai Nitrogen Operations | AEA-121 | 179 | Agrium US Inc | 215-1985 | Railbelt_grid | FALSE | FALSE | FALSE |  |  | Industrial CHP | 7 | 24.8 |  |  | 60.6732 | -151.3784
P2 |  | 331010 | Akhiok | AEA-001 |  | Akhiok, City of | 001-0000 | Akhiok_grid | FALSE | TRUE | FALSE | 0.36 | 1 | Electric Utility | 1 | 7.2 |  |  | 56.9456 | -154.1703 | OP
P3 |  | 331020 | Akiachak | AEA-003 |  | Akiachak Native Community | 002-0000 | Akiachak_grid | FALSE | TRUE | TRUE | 1.5 | 1 | Electric Utility | 1 | 7.2 |  |  | 60.9094 | -161.4314 | OP
P4 |  | 331030 | Akiak | AEA-002 |  | Akiak City Council | 003-0000 | Akiak_grid | FALSE | TRUE | TRUE | 0.92 | 1 | Electric Utility | 1 | 7.2 |  |  | 60.9122 | -161.2139 | OP
P5 |  | 331040 | Akutan | AEA-004 |  | Akutan, City of | 004-0000 | Akutan_grid | FALSE | TRUE | FALSE | 0.552 | 1 | Electric Utility | 1 | 7.2 |  |  | 54.1356 | -165.7731 | OP
P159 | 4252 |  | Soldotna | AEA-170 | 288 | Alaska Electric G & T Coop Inc | 215-1985 | Railbelt_grid | FALSE | FALSE | FALSE | 50 | 1 | Electric Utility | 1 | 115 |  |  | 60.4994 | -150.9972 | OP
P10 | 57085 |  | Lake Dorothy Hydroelectric Project | AEA-133 | 213 | Alaska Electric Light & Power Company | 222-0000 | Juneau_grid | TRUE | FALSE | FALSE | 14.3 | 1 | Electric Utility | 1 | 138 |  |  | 58.2325 | -134.0533 | OP
P11 | 64 |  | Lemon Creek | AEA-133 | 213 | Alaska Electric Light & Power Company | 222-0000 | Juneau_grid | TRUE | FALSE | FALSE | 61.7 | 1 | Electric Utility | 1 | 69 |  |  | 58.3536 | -134.4953 | OP
P12 | 65 |  | Salmon Creek 1 | AEA-133 | 213 | Alaska Electric Light & Power Company | 222-0000 | Juneau_grid | TRUE | FALSE | FALSE | 8.5 | 1 | Electric Utility | 1 | 69 |  |  | 58.3269 | -134.4631 | OP
P13 | 78 |  | Snettisham | AEA-133 | 213 | Alaska Electric Light & Power Company | 222-0000 | Juneau_grid | TRUE | FALSE | FALSE | 78.2 | 1 | Electric Utility | 1 | 138 |  |  | 58.1415 | -133.737 | OP
P6 | 62 |  | Annex Creek | AEA-133 | 213 | Alaska Electric Light & Power Company | 222-0000 | Juneau_grid | TRUE | FALSE | FALSE | 4 | 1 | Electric Utility | 1 | 23 |  |  | 58.3176 | -134.101 | OP
P7 | 7250 |  | Auke Bay | AEA-133 | 213 | Alaska Electric Light & Power Company | 222-0000 | Juneau_grid | TRUE | FALSE | FALSE | 36.2 | 1 | Electric Utility | 1 | 69 |  |  | 58.3875 | -134.6446
P8 | 63 |  | Gold Creek | AEA-133 | 213 | Alaska Electric Light & Power Company | 222-0000 | Juneau_grid | TRUE | FALSE | FALSE | 9.7 | 1 | Electric Utility | 1 | 12 |  |  | 58.3107 | -134.4174
P9 | 59793 |  | Industrial Plant | AEA-133 | 213 | Alaska Electric Light & Power Company | 222-0000 | Juneau_grid | TRUE | FALSE | FALSE | 41.7 | 1 | Electric Utility | 1 | 69 |  |  | 58.3676 | -134.608
P14 | 58511 |  | Delta Wind Farm | AEA-113 | 58488 | Alaska Environmental Power LLC | 215-1985 | Railbelt_grid | TRUE | FALSE | FALSE | 1.9 | 7 | NAICS-22 Non-Cogen | 2 | 25 |  |  | 64.0139 | -145.5967 | OP
P15 | 7752 |  | Black Bear Lake | AEA-005 | 219 | Alaska Power & Telephone Company | 023-2015 | Prince of Wales Is._grid | TRUE |  | FALSE | 4.5 | 1 | Electric Utility | 1 | 34.5 |  |  | 55.4765 | -133.1477 | OP | Included in PCE reporting as "Purchased Power"
P16 | 7751 |  | Goat Lake Hydro | AEA-005 | 219 | Alaska Power & Telephone Company | 032-1998 | UpperLynnCanal_grid | TRUE |  | FALSE | 4 | 1 | Electric Utility | 1 | 34.5 |  |  | 59.5357 | -135.2123 | OP | Included in PCE reporting as "Purchased Power"
P17 | 56542 |  | Kasidaya Creek Hydro | AEA-005 | 219 | Alaska Power & Telephone Company | 032-1998 | UpperLynnCanal_grid | TRUE |  | FALSE | 3 | 1 | Electric Utility | 1 | 34.5 |  |  | 59.4072 | -135.3408 | OP | Included in PCE reporting as "Purchased Power"
P18 | 56265 |  | South Fork | AEA-005 | 219 | Alaska Power & Telephone Company | 023-2015 | Prince of Wales Is._grid | TRUE |  | FALSE | 2 | 1 | Electric Utility | 1 | 34.5 |  |  | 55.5633 | -132.8911 | OP | Included in PCE reporting as "Purchased Power"
P19 | 56147 |  | Viking | AEA-005 | 219 | Alaska Power & Telephone Company | 023-2015 | Prince of Wales Is._grid | TRUE |  | FALSE | 1 | 1 | Electric Utility | 1 | 12.47 |  |  | 55.5407 | -133.1023
P20 | 421 | 331090 | Craig | AEA-005 | 219 | Alaska Power & Telephone Company | 023-2015 | Prince of Wales Is._grid | TRUE | TRUE | FALSE | 4.6 | 1 | Electric Utility | 1 | 12.47 |  |  | 55.4769 | -133.1487 | OP
P21 | 56146 |  | False Island | AEA-005 | 219 | Alaska Power & Telephone Company | 023-2015 | Prince of Wales Is._grid | TRUE |  | FALSE | 1.3 | 1 | Electric Utility | 1 | 12.47 |  |  | 55.4892 | -133.1345
P22 | 69 | 331120 | Haines | AEA-005 | 219 | Alaska Power & Telephone Company | 032-1998 | UpperLynnCanal_grid | TRUE | TRUE | FALSE | 6.2 | 1 | Electric Utility | 1 | 12.47 |  |  | 59.2359 | -135.4462 | OP | PCE reporting includes diesel and hydro generation
P23 | 423 | 331150 | Hydaburg | AEA-005 | 219 | Alaska Power & Telephone Company | 023-2015 | Prince of Wales Is._grid | TRUE | TRUE | FALSE | 1 | 1 | Electric Utility | 1 | 2.4 |  |  | 55.2049 | -132.8214
P24 | 61684 |  | Klawock Power Generation Station | AEA-005 | 219 | Alaska Power & Telephone Company | 023-2015 | Prince of Wales Is._grid | TRUE | FALSE | FALSE | 2.5 | 1 | Electric Utility | 1 | 12.47 |  |  | 55.5532 | -133.0854
P25 | 7169 | 331180 | Northway | AEA-005 | 219 | Alaska Power & Telephone Company | 012-0000 | Northway_grid | TRUE | TRUE | FALSE | 1.1 | 1 | Electric Utility | 1 | 14.4 |  |  | 62.9617 | -141.9372 | OP
P26 | 66 | 331190 | Skagway | AEA-005 | 219 | Alaska Power & Telephone Company | 032-1998 | UpperLynnCanal_grid | TRUE | TRUE | FALSE | 4.4 | 1 | Electric Utility | 1 | 2.4 |  |  | 59.4545 | -135.3131 | OP | PCE reporting includes diesel and hydro generation
P27 | 61685 | 331195 | Slana Generating Station | AEA-005 | 219 | Alaska Power & Telephone Company | 026-2011 | Slana_grid | TRUE | TRUE | TRUE | 0.73 | 1 | Electric Utility | 1 | 12.47 |  |  | 62.5928 | -143.5889 | OP
P28 | 7414 | 331210 | Thorne Bay Plant | AEA-005 | 219 | Alaska Power & Telephone Company | 023-2015 | Prince of Wales Is._grid | TRUE | TRUE | FALSE | 1.075 | 1 | Electric Utility | 1 | 4.16 |  |  | 55.6859 | -132.5289
P29 | 406 | 331220 | Tok | AEA-005 | 219 | Alaska Power & Telephone Company | 015-2008 | Tok_grid | TRUE | TRUE | FALSE | 7.6 | 1 | Electric Utility | 1 | 12.47 |  |  | 63.3355 | -143 | OP
P30 | 7750 | 331050 | Allakaket | AEA-005 | 219 | Alaska Power & Telephone Company | 005-0000 | Allakaket_grid | FALSE | TRUE | TRUE | 0.525 | 1 | Electric Utility | 1 | 7.2 |  |  | 66.5626 | -152.6476 | OP
P31 | 7176 | 331060 | Bettles | AEA-005 | 219 | Alaska Power & Telephone Company | 007-0000 | Bettles_grid | FALSE | TRUE | FALSE | 0.6 | 1 | Electric Utility | 1 | 2.4 |  |  | 66.9179 | -151.5151 | OP
P32 | 7332 | 331070 | Chistochina | AEA-005 | 219 | Alaska Power & Telephone Company | 026-2011 | Slana_grid | FALSE | TRUE | FALSE | 0.2 | 1 | Electric Utility | 1 | 7.2 |  |  | 62.565 | -144.6647
P33 | 7342 | 331080 | Coffman Cove | AEA-005 | 219 | Alaska Power & Telephone Company | 023-2015 | Prince of Wales Is._grid | FALSE | TRUE | FALSE | 0.66 | 1 | Electric Utility | 1 | 2.4 |  |  | 56.0139 | -132.8278
P34 | 7375 | 331110 | Eagle | AEA-005 | 219 | Alaska Power & Telephone Company | 009-0000 | Eagle_grid | FALSE | TRUE | TRUE | 0.45 | 1 | Electric Utility | 1 | 7.2 |  |  | 64.7881 | -141.2 | OP
P35 |  | 332010 | Gustavus | AEA-005 | 219 | Alaska Power & Telephone Company | 118-0000 | Gustavus_grid | FALSE | TRUE | FALSE | 0.842 | 1 | Electric Utility | 1 | 7.2 |  |  | 58.4133 | -135.7369 | OP
P36 | 7506 | 331130 | Healy Lake | AEA-005 | 219 | Alaska Power & Telephone Company | 011-0000 | Healy Lake_grid | FALSE | TRUE | FALSE | 0.083 | 1 | Electric Utility | 1 | 2.4 |  |  | 64.0269 | -144.6616
P37 | 7249 | 331140 | Hollis | AEA-005 | 219 | Alaska Power & Telephone Company | 023-2015 | Prince of Wales Is._grid | FALSE | TRUE | FALSE | 0.45 | 1 | Electric Utility | 1 | 2.4
P38 | 7341 | 331160 | Mentasta Lake | AEA-005 | 219 | Alaska Power & Telephone Company | 026-2011 | Slana_grid | FALSE | TRUE | FALSE |  | 1 | Electric Utility | 1 |  |  |  | 62.9316 | -143.7927
P39 | 7371 | 331200 | Tetlin | AEA-005 | 219 | Alaska Power & Telephone Company | 015-2008 | Tok_grid | FALSE | TRUE | FALSE |  | 1 | Electric Utility | 1 |  |  |  | 63.1372 | -142.5161
P40 | 7753 | 331230 | Whale Pass | AEA-005 | 219 | Alaska Power & Telephone Company | 213-0000 | Whale_Pass_grid | FALSE | TRUE | FALSE | 0.25 | 1 | Electric Utility | 1 | 2.4 |  |  | 56.1153 | -133.1208 | OP
P41 |  |  | Dewey Lakes | AEA-005 | 219 | Alaska Power & Telephone Company | 032-1998 | UpperLynnCanal_grid | FALSE | FALSE | FALSE | 0.943 | 1 | Electric Utility | 1 |  |  |  | 59.4511 | -135.3081 | OP | Included in PCE reporting as "Purchased Power"
P42 |  |  | Lutak | AEA-005 | 219 | Alaska Power & Telephone Company | 032-1998 | UpperLynnCanal_grid | FALSE | FALSE | FALSE |  | 1 | Electric Utility | 1 |  |  |  | 59.3411 | -135.5656 | OP | Included in PCE reporting as "Purchased Power"
P43 | 7792 | 331170 | Naukati Bay | AEA-005 | 219 | Alaska Power & Telephone Company | 023-2015 | Prince of Wales Is._grid | FALSE | TRUE | FALSE |  | 1 | Electric Utility | 1 |  |  |  | 55.8808 | -133.195
P44 | 60814 |  | 7-Mile Ridge Wind Project | AEA-005 | 219 | Alaska Power & Telephone Company |  |  | FALSE | FALSE | FALSE |  |  | Electric Utility | 1 |  |  |  | 63.2107 | -143.2472
P45 | 6308 | 331240 | Alakanuk | AEA-006 | 221 | Alaska Village Electric Cooperative | 218-0000 | Alakanuk_grid | FALSE | TRUE | FALSE | 0.8 | 1 | Electric Utility | 1 | 13.47 |  |  | 62.6833 | -164.6544
P45 | 57053 | 331240 | Alakanuk | AEA-006 | 221 | Alaska Village Electric Cooperative | 218-0000 | Alakanuk_grid | TRUE | TRUE | FALSE | 0.8 | 1 | Electric Utility | 1 | 13.47 |  |  | 62.6833 | -164.6544
P46 | 6556 | 331250 | Ambler | AEA-006 | 221 | Alaska Village Electric Cooperative | 035-0000 | Ambler_grid | FALSE | TRUE | TRUE | 1.1 | 1 | Electric Utility | 1 | 12.5 |  |  | 67.088 | -157.8567 | OP
P46 | 60243 | 331250 | Ambler | AEA-006 | 221 | Alaska Village Electric Cooperative | 035-0000 | Ambler_grid | TRUE | TRUE | TRUE | 1.1 | 1 | Electric Utility | 1 | 12.5 |  |  | 67.088 | -157.8567 | OP
P47 | 6566 | 331800 | Bethel | AEA-006 | 221 | Alaska Village Electric Cooperative | 034-1988 | Bethel_grid | TRUE | TRUE | FALSE | 12.6 | 1 | Electric Utility | 1 | 2.4 |  |  | 60.7897 | -161.7878 | OP
P48 | 7374 | 331270 | Brevig Mission | AEA-006 | 221 | Alaska Village Electric Cooperative | 039-0000 | Brevig Mission_grid | FALSE | TRUE | FALSE | 1.1 | 1 | Electric Utility | 1 | 12.5 |  |  | 65.3317 | -166.4795 | OP
P48 | 60260 | 331270 | Brevig Mission | AEA-006 | 221 | Alaska Village Electric Cooperative | 039-0000 | Brevig Mission_grid | TRUE | TRUE | FALSE | 1.1 | 1 | Electric Utility | 1 | 12.5 |  |  | 65.3317 | -166.4795 | OP
P49 | 6311 | 331280 | Chevak | AEA-006 | 221 | Alaska Village Electric Cooperative | 040-0000 | Chevak_grid | TRUE | TRUE | TRUE | 1.8 | 1 | Electric Utility | 1 | 12.5 |  |  | 61.5253 | -165.5902 | OP
P50 | 6313 | 331300 | Elim | AEA-006 | 221 | Alaska Village Electric Cooperative | 043-0000 | Elim_grid | FALSE | TRUE | FALSE | 1.1 | 1 | Electric Utility | 1 | 13.47 |  |  | 64.6166 | -162.2637 | OP
P50 | 57060 | 331300 | Elim | AEA-006 | 221 | Alaska Village Electric Cooperative | 043-0000 | Elim_grid | TRUE | TRUE | FALSE | 1.1 | 1 | Electric Utility | 1 | 13.47 |  |  | 64.6166 | -162.2637 | OP
P51 | 6314 | 331310 | Emmonak | AEA-006 | 221 | Alaska Village Electric Cooperative | 045-0000 | Emmonak_grid | TRUE | TRUE | TRUE | 3.2 | 1 | Electric Utility | 1 | 12.5 |  |  | 62.7777 | -164.5315 | OP
P52 | 6315 | 331320 | Gambell | AEA-006 | 221 | Alaska Village Electric Cooperative | 046-0000 | Gambell_grid | FALSE | TRUE | TRUE | 1.6 | 1 | Electric Utility | 1 | 13.47 |  |  | 63.7771 | -171.7124 | OP
P52 | 57062 | 331320 | Gambell | AEA-006 | 221 | Alaska Village Electric Cooperative | 046-0000 | Gambell_grid | TRUE | TRUE | TRUE | 1.6 | 1 | Electric Utility | 1 | 13.47 |  |  | 63.7771 | -171.7124 | OP
P53 | 6319 | 331360 | Hooper Bay | AEA-006 | 221 | Alaska Village Electric Cooperative | 050-0000 | Hooper Bay_grid | TRUE | TRUE | TRUE | 2.1 | 1 | Electric Utility | 1 | 12.5 |  |  | 61.5309 | -166.1019 | OP
P54 | 57066 | 331390 | Kasigluk | AEA-006 | 221 | Alaska Village Electric Cooperative | 055-0000 | Kasigluk_grid | TRUE | TRUE | TRUE | 2 | 1 | Electric Utility | 1 | 13.47 |  |  | 60.8731 | -162.5197 | OP
P55 | 6323 | 331400 | Kiana | AEA-006 | 221 | Alaska Village Electric Cooperative | 057-0000 | Kiana_grid | TRUE | TRUE | TRUE | 1.1 | 1 | Electric Utility | 1 | 12.5 |  |  | 66.9739 | -160.4286 | OP
P56 | 6324 | 331410 | Kivalina | AEA-006 | 221 | Alaska Village Electric Cooperative | 058-0000 | Kivalina_grid | FALSE | TRUE | TRUE | 1.1 | 1 | Electric Utility | 1 | 13.47 |  |  | 67.7266 | -164.5384 | OP
P56 | 57065 | 331410 | Kivalina | AEA-006 | 221 | Alaska Village Electric Cooperative | 058-0000 | Kivalina_grid | TRUE | TRUE | TRUE | 1.1 | 1 | Electric Utility | 1 | 13.47 |  |  | 67.7266 | -164.5384 | OP
P57 | 57064 | 332120 | Kotlik | AEA-006 | 221 | Alaska Village Electric Cooperative | 059-0000 | Kotlik_grid | TRUE | TRUE | TRUE | 1.4 | 1 | Electric Utility | 1 | 13.47 |  |  | 63.0322 | -163.5531 | OP
P58 | 6325 | 331420 | Koyuk | AEA-006 | 221 | Alaska Village Electric Cooperative | 060-0000 | Koyuk_grid | FALSE | TRUE | TRUE | 1.1 | 1 | Electric Utility | 1 | 13.47 |  |  | 64.9321 | -161.1671 | OP
P58 | 57059 | 331420 | Koyuk | AEA-006 | 221 | Alaska Village Electric Cooperative | 060-0000 | Koyuk_grid | TRUE | TRUE | TRUE | 1.1 | 1 | Electric Utility | 1 | 13.47 |  |  | 64.9321 | -161.1671 | OP
P59 | 6326 | 331440 | Marshall | AEA-006 | 221 | Alaska Village Electric Cooperative | 061-0000 | Marshall_grid | FALSE | TRUE | TRUE | 1.1 | 1 | Electric Utility | 1 | 12.5 |  |  | 61.8782 | -162.0851 | OP
P59 | 60244 | 331440 | Marshall | AEA-006 | 221 | Alaska Village Electric Cooperative | 061-0000 | Marshall_grid | TRUE | TRUE | TRUE | 1.1 | 1 | Electric Utility | 1 | 12.5 |  |  | 61.8782 | -162.0851 | OP
P60 | 6329 | 331470 | Mountain Village | AEA-006 | 221 | Alaska Village Electric Cooperative | 075-2020 | Saint Mary's_grid | TRUE | TRUE | FALSE | 2.3 | 1 | Electric Utility | 1 | 12.5 |  |  | 62.0856 | -163.7291 | SB?
P61 | 6334 | 331480 | New Stuyahok | AEA-006 | 221 | Alaska Village Electric Cooperative | 065-0000 | New Stuyahok_grid | FALSE | TRUE | TRUE | 1.4 | 1 | Electric Utility | 1 | 12.5 |  |  | 59.4484 | -157.3255 | OP
P61 | 60245 | 331480 | New Stuyahok | AEA-006 | 221 | Alaska Village Electric Cooperative | 065-0000 | New Stuyahok_grid | TRUE | TRUE | TRUE | 1.4 | 1 | Electric Utility | 1 | 12.5 |  |  | 59.4484 | -157.3255 | OP
P62 | 6331 | 331500 | Noatak | AEA-006 | 221 | Alaska Village Electric Cooperative | 066-0000 | Noatak_grid | FALSE | TRUE | TRUE | 1.3 | 1 | Electric Utility | 1 | 13.47 |  |  | 67.5709 | -162.9657 | OP
P62 | 57051 | 331500 | Noatak | AEA-006 | 221 | Alaska Village Electric Cooperative | 066-0000 | Noatak_grid | TRUE | TRUE | TRUE | 1.3 | 1 | Electric Utility | 1 | 13.47 |  |  | 67.5709 | -162.9657 | OP
P63 | 6330 | 331510 | Noorvik | AEA-006 | 221 | Alaska Village Electric Cooperative | 067-0000 | Noorvik_grid | TRUE | TRUE | TRUE | 1.5 | 1 | Electric Utility | 1 | 12.5 |  |  | 66.8345 | -161.0387 | OP
P64 | 6333 | 331530 | Nunapitchuk | AEA-006 | 221 | Alaska Village Electric Cooperative | 204-0000 | Nunapitchuk_grid | FALSE | TRUE | FALSE | 0.5 | 1 | Electric Utility | 1 | 12.5 |  |  | 60.8959 | -162.4598 | OP
P65 | 6335 | 331550 | Pilot Station | AEA-006 | 221 | Alaska Village Electric Cooperative | 070-0000 | Pilot Station_grid | FALSE | TRUE | TRUE | 1.2 | 1 | Electric Utility | 1 | 13.47 |  |  | 61.9365 | -162.8807 | OP
P65 | 57058 | 331550 | Pilot Station | AEA-006 | 221 | Alaska Village Electric Cooperative | 070-0000 | Pilot Station_grid | TRUE | TRUE | TRUE | 1.2 | 1 | Electric Utility | 1 | 13.47 |  |  | 61.9365 | -162.8807 | OP
P66 | 6337 | 331570 | Quinhagak | AEA-006 | 221 | Alaska Village Electric Cooperative | 071-0000 | Quinhagak_grid | FALSE | TRUE | TRUE | 1.1 | 1 | Electric Utility | 1 | 13.47 |  |  | 59.7474 | -161.9106 | OP
P66 | 57057 | 331570 | Quinhagak | AEA-006 | 221 | Alaska Village Electric Cooperative | 071-0000 | Quinhagak_grid | TRUE | TRUE | TRUE | 1.1 | 1 | Electric Utility | 1 | 13.47 |  |  | 59.7474 | -161.9106 | OP
P67 | 6338 | 331660 | Saint Mary's | AEA-006 | 221 | Alaska Village Electric Cooperative | 075-2020 | Saint Mary's_grid | TRUE | TRUE | TRUE | 2.018 | 1 | Electric Utility | 1 | 12.5 |  |  | 62.0515 | -163.1726 | OP
P68 | 6340 | 331590 | Savoonga | AEA-006 | 221 | Alaska Village Electric Cooperative | 076-0000 | Savoonga_grid | FALSE | TRUE | TRUE | 1.7 | 1 | Electric Utility | 1 | 13.47 |  |  | 63.6953 | -170.4757 | OP
P68 | 57052 | 331590 | Savoonga | AEA-006 | 221 | Alaska Village Electric Cooperative | 076-0000 | Savoonga_grid | TRUE | TRUE | TRUE | 1.7 | 1 | Electric Utility | 1 | 13.47 |  |  | 63.6953 | -170.4757 | OP
P69 | 6342 | 331600 | Scammon Bay | AEA-006 | 221 | Alaska Village Electric Cooperative | 077-0000 | Scammon Bay_grid | FALSE | TRUE | TRUE | 1.3 | 1 | Electric Utility | 1 | 13.47 |  |  | 61.843 | -165.5815 | OP
P69 | 57056 | 331600 | Scammon Bay | AEA-006 | 221 | Alaska Village Electric Cooperative | 077-0000 | Scammon Bay_grid | TRUE | TRUE | TRUE | 1.3 | 1 | Electric Utility | 1 | 13.47 |  |  | 61.843 | -165.5815 | OP
P70 | 6341 | 331610 | Selawik | AEA-006 | 221 | Alaska Village Electric Cooperative | 078-0000 | Selawik_grid | TRUE | TRUE | TRUE | 1.7 | 1 | Electric Utility | 1 | 12.5 |  |  | 66.6068 | -160.0148 | OP
P71 | 6345 | 331640 | Shishmaref | AEA-006 | 221 | Alaska Village Electric Cooperative | 081-0000 | Shishmaref_grid | TRUE | TRUE | FALSE | 1.5 | 1 | Electric Utility | 1 | 12.5 |  |  | 66.2551 | -166.0736 | OP
P72 | 6346 | 331650 | Shungnak | AEA-006 | 221 | Alaska Village Electric Cooperative | 149-1980 | Shungnak_grid | FALSE | TRUE | TRUE | 1.2 | 1 | Electric Utility | 1 | 13.47 |  |  | 66.8881 | -157.1402 | OP
P72 | 57063 | 331650 | Shungnak | AEA-006 | 221 | Alaska Village Electric Cooperative | 149-1980 | Shungnak_grid | TRUE | TRUE | TRUE | 1.2 | 1 | Electric Utility | 1 | 13.47 |  |  | 66.8881 | -157.1402 | OP
P73 | 6339 | 331670 | Saint Michael | AEA-006 | 221 | Alaska Village Electric Cooperative | 084-2015 | Stebbins_grid | FALSE | TRUE | FALSE | 0.7 | 1 | Electric Utility | 1 | 13.47 |  |  | 63.4775 | -162.0383
P73 | 57061 | 331670 | Saint Michael | AEA-006 | 221 | Alaska Village Electric Cooperative | 084-2015 | Stebbins_grid | FALSE | TRUE | FALSE | 0.7 | 1 | Electric Utility | 1 | 13.47 |  |  | 63.4775 | -162.0383
P74 | 6347 | 331680 | Stebbins | AEA-006 | 221 | Alaska Village Electric Cooperative | 084-0000 | Stebbins_grid | FALSE | TRUE | TRUE | 2 | 1 | Electric Utility | 1 | 13.47 |  |  | 63.521 | -162.2863 | OP
P74 | 57055 | 331680 | Stebbins | AEA-006 | 221 | Alaska Village Electric Cooperative | 084-0000 | Stebbins_grid | TRUE | TRUE | TRUE | 2 | 1 | Electric Utility | 1 | 13.47 |  |  | 63.521 | -162.2863 | OP
P75 | 6348 | 331690 | Togiak | AEA-006 | 221 | Alaska Village Electric Cooperative | 086-0000 | Togiak_grid | TRUE | TRUE | TRUE | 2.4 | 1 | Electric Utility | 1 | 12.5 |  |  | 59.0597 | -160.3803 | OP
P76 | 6349 | 331700 | Toksook Bay | AEA-006 | 221 | Alaska Village Electric Cooperative | 088-2008 | Toksook Bay_grid | FALSE | TRUE | TRUE | 1.7 | 1 | Electric Utility | 1 | 13.47 |  |  | 60.5301 | -165.1086 | OP
P76 | 57067 | 331700 | Toksook Bay | AEA-006 | 221 | Alaska Village Electric Cooperative | 088-2008 | Toksook Bay_grid | TRUE | TRUE | TRUE | 1.7 | 1 | Electric Utility | 1 | 13.47 |  |  | 60.5301 | -165.1086 | OP
P77 | 57054 | 331720 | Upper Kalskag | AEA-006 | 221 | Alaska Village Electric Cooperative | 052-2005 | Upper Kalskag_grid | TRUE | TRUE | FALSE | 1.1 | 1 | Electric Utility | 1 | 13.47 |  |  | 61.5269 | -160.3481 | OP
P78 | 6637 | 332900 | Yakutat | AEA-006 | 221 | Alaska Village Electric Cooperative | 091-0000 | Yakutat_grid | TRUE | TRUE | TRUE | 4.16 | 1 | Electric Utility | 1 | 4.16 |  |  | 59.5446 | -139.7243 | OP
P79 | 6310 | 331260 | Anvik | AEA-006 | 221 | Alaska Village Electric Cooperative | 036-0000 | Anvik_grid | FALSE | TRUE | TRUE | 0.503 | 1 | Electric Utility | 1 | 7.2 |  |  | 62.6561 | -160.2067 | OP
P80 | 6312 | 331290 | Eek | AEA-006 | 221 | Alaska Village Electric Cooperative | 041-0000 | Eek_grid | FALSE | TRUE | TRUE | 0.579 | 1 | Electric Utility | 1 | 7.2 |  |  | 60.2189 | -162.0244 | OP
P81 |  | 331950 | Ekwok | AEA-006 | 221 | Alaska Village Electric Cooperative | 208-0000 | Ekwok_grid | FALSE | TRUE | FALSE |  | 1 | Electric Utility | 1 | 7.2 |  |  |  |  | OP
P82 | 6316 | 331330 | Goodnews Bay | AEA-006 | 221 | Alaska Village Electric Cooperative | 047-0000 | Goodnews Bay_grid | FALSE | TRUE | TRUE | 0.661 | 1 | Electric Utility | 1 | 7.2 |  |  | 59.1189 | -161.5875 | OP
P83 | 6317 | 331340 | Grayling | AEA-006 | 221 | Alaska Village Electric Cooperative | 048-0000 | Grayling_grid | FALSE | TRUE | FALSE | 0.607 | 1 | Electric Utility | 1 | 7.2 |  |  | 62.9036 | -160.0647 | OP
P84 | 6318 | 331350 | Holy Cross | AEA-006 | 221 | Alaska Village Electric Cooperative | 049-0000 | Holy Cross_grid | FALSE | TRUE | FALSE | 0.693 | 1 | Electric Utility | 1 | 7.2 |  |  | 62.1994 | -159.7714 | OP
P85 | 6320 | 331370 | Huslia | AEA-006 | 221 | Alaska Village Electric Cooperative | 051-0000 | Huslia_grid | FALSE | TRUE | TRUE | 0.8 | 1 | Electric Utility | 1 | 7.2 |  |  | 65.6986 | -156.3997 | OP
P86 | 6322 | 331380 | Kaltag | AEA-006 | 221 | Alaska Village Electric Cooperative | 054-0000 | Kaltag_grid | FALSE | TRUE | TRUE | 0.835 | 1 | Electric Utility | 1 | 7.2 |  |  | 64.3272 | -158.7219 | OP
P87 | 6327 | 331450 | Mekoryuk | AEA-006 | 221 | Alaska Village Electric Cooperative | 062-0000 | Mekoryuk_grid | FALSE | TRUE | TRUE | 0.849 | 1 | Electric Utility | 1 | 7.2 |  |  | 60.3881 | -166.185 | OP
P88 | 6328 | 331460 | Minto | AEA-006 | 221 | Alaska Village Electric Cooperative | 063-0000 | Minto_grid | FALSE | TRUE | TRUE | 0.647 | 1 | Electric Utility | 1 | 7.2 |  |  | 65.1533 | -149.3369 | OP
P89 |  | 331490 | Nightmute | AEA-006 | 221 | Alaska Village Electric Cooperative | 088-2008 | Toksook Bay_grid | FALSE | TRUE | FALSE | 0.344 | 1 | Electric Utility | 1 | 7.2 |  |  | 60.4794 | -164.7239
P90 | 6332 | 331520 | Nulato | AEA-006 | 221 | Alaska Village Electric Cooperative | 068-0000 | Nulato_grid | FALSE | TRUE | FALSE | 0.989 | 1 | Electric Utility | 1 | 7.2 |  |  | 64.7194 | -158.1031 | OP
P91 | 6557 | 331540 | Old Harbor | AEA-006 | 221 | Alaska Village Electric Cooperative | 069-0000 | Old Harbor_grid | FALSE | TRUE | FALSE | 0.706 | 1 | Electric Utility | 1 | 7.2 |  |  | 57.2028 | -153.3039 | OP
P92 |  | 331560 | Pitkas Point | AEA-006 | 221 | Alaska Village Electric Cooperative | 075-2020 | Saint Mary's_grid | FALSE | TRUE | FALSE |  | 1 | Electric Utility | 1 | 7.2
P93 | 7049 | 331580 | Russian Mission | AEA-006 | 221 | Alaska Village Electric Cooperative | 072-0000 | Russian Mission_grid | FALSE | TRUE | TRUE | 0.842 | 1 | Electric Utility | 1 | 7.2 |  |  | 61.785 | -161.3203
P94 | 6343 | 331620 | Shageluk | AEA-006 | 221 | Alaska Village Electric Cooperative | 079-0000 | Shageluk_grid | FALSE | TRUE | FALSE | 0.41 | 1 | Electric Utility | 1 | 7.2 |  |  | 62.6822 | -159.5619 | OP
P95 | 6344 | 331630 | Shaktoolik | AEA-006 | 221 | Alaska Village Electric Cooperative | 080-0000 | Shaktoolik_grid | FALSE | TRUE | TRUE | 0.8 | 1 | Electric Utility | 1 | 7.2 |  |  | 64.3339 | -161.1539 | OP
P96 |  | 331685 | Teller | AEA-006 | 221 | Alaska Village Electric Cooperative | 085-0000 | Teller_grid | FALSE | TRUE | FALSE | 0.75 | 1 | Electric Utility | 1 | 7.2 |  |  | 65.2636 | -166.3608 | OP
P96 |  | 332620 | Teller | AEA-006 | 221 | Alaska Village Electric Cooperative | 085-0000 | Teller_grid | FALSE | TRUE | FALSE | 0.75 | 1 | Electric Utility | 1 | 7.2 |  |  | 65.2636 | -166.3608 | OP
P97 | 6350 | 331710 | Tununak | AEA-006 | 221 | Alaska Village Electric Cooperative | 088-2008 | Toksook Bay_grid | FALSE | TRUE | FALSE | 0.344 | 1 | Electric Utility | 1 | 7.2 |  |  | 60.5851 | -165.2555
P98 | 6351 | 331730 | Wales | AEA-006 | 221 | Alaska Village Electric Cooperative | 090-0000 | Wales_grid | FALSE | TRUE | FALSE | 0.572 | 1 | Electric Utility | 1 | 7.2 |  |  | 65.6092 | -168.0875 | OP
P99 | 6321 | 331430 | Lower Kalskag | AEA-006 | 221 | Alaska Village Electric Cooperative | 052-2005 | Upper Kalskag_grid | FALSE | TRUE | FALSE
P100 |  | 331740 | Karluk | AEA-007 |  | Alutiiq Power Company | 092-0000 | Karluk_grid | FALSE | TRUE | FALSE | 0.12 | 1 | Electric Utility | 1 |  |  |  | 57.5702 | -154.4543 | OP
P281 | 54222 |  | Alyeska Seafoods | AEA-161 | 431 | Alyeska Seafoods Inc |  |  | FALSE | FALSE
P101 | 75 |  | Anchorage 1 | AEA-109 | 599 | Anchorage Municipal Light and Power | 215-1985 | Railbelt_grid | TRUE | FALSE | FALSE | 77.9 | 1 | Electric Utility | 1 | 115 |  |  | 61.2221 | -149.8661 | OP
P102 | 77 |  | Eklutna Hydro Project | AEA-109 | 599 | Anchorage Municipal Light and Power | 215-1985 | Railbelt_grid | TRUE | FALSE | FALSE | 44.4 | 1 | Electric Utility | 1 | 115 |  |  | 61.4752 | -149.1501 | OP
P103 | 6559 |  | George M Sullivan Generation Plant 2 | AEA-109 | 599 | Anchorage Municipal Light and Power | 215-1985 | Railbelt_grid | TRUE | FALSE | FALSE | 346.9 | 1 | Electric Utility | 1 | 115 |  |  | 61.2297 | -149.7167 | OP
P104 |  |  | AWWU Conduit | AEA-109 | 599 | Anchorage Municipal Light and Power | 215-1985 | Railbelt_grid | FALSE | FALSE | FALSE |  | 1 | Electric Utility | 1 | 115
P105 | 7182 | 331760 | Aniak | AEA-009 | 4959 | Aniak Light & Power | 093-0000 | Aniak_grid | TRUE | TRUE | FALSE | 1.7 | 1 | Electric Utility | 1 | 2.4 |  |  | 61.5807 | -159.5356 | OP
P106 |  | 331770 | Arctic Village | AEA-010 |  | Arctic Village Electric Company | 094-0000 | Arctic Village_grid | FALSE | TRUE | TRUE | 0.395 | 1 | Electric Utility | 1 | 7.2 |  |  |  |  | OP
P107 |  | 331750 | Atka | AEA-011 |  | Atka, City of | 095-0000 | Atka_grid | FALSE | TRUE | TRUE | 0.257 | 1 | Electric Utility | 1 | 7.2 |  |  | 52.1961 | -174.2006 | OP
P108 |  | 331780 | Atmautluak | AEA-012 |  | Atmautluak Tribal Utilities | 096-0000 | Atmautluak_grid | FALSE | TRUE | TRUE | 1.104 | 1 | Electric Utility | 1 | 7.2 |  |  | 60.8669 | -162.2731 | OP
P109 | 79 |  | Aurora Energy LLC | AEA-114 | 986 | Aurora Energy LLC | 215-1985 | Railbelt_grid | TRUE | FALSE | TRUE | 27.5 | 2 | NAICS-22 Cogen | 3 | 12.5 |  |  | 64.8477 | -147.7351 | OP
P110 | 7173 |  | Barrow | AEA-134 | 1276 | Barrow Utilities & Electric Cooperative Inc. | 221-0000 | Utqiagvik_grid | TRUE | FALSE | FALSE | 20.3 | 1 | Electric Utility | 1 | 4.16 |  |  | 71.292 | -156.7786 | OP
P111 |  | 331790 | Beaver | AEA-013 |  | Beaver Joint Utilities | 097-0000 | Beaver_grid | FALSE | TRUE | TRUE | 0.492 | 1 | Electric Utility | 1 | 7.2 |  |  | 66.3594 | -147.3964 | OP
P112 |  | 331810 | Birch Creek | AEA-015 |  | Birch Creek Electric Company | 098-0000 | Birch Creek_grid | FALSE | TRUE | FALSE | 0.028 | 1 | Electric Utility | 1 | 7.2 |  |  | 66.2562 | -145.8497 | OP
P288 | 54155 |  | Lisburne Production Center | AEA-166 | 1388 | BP Exploration Alaska |  |  | FALSE | FALSE
P113 |  | 331820 | Buckland | AEA-016 |  | Buckland, City of | 099-0000 | Buckland_grid | FALSE | TRUE | TRUE | 1.127 | 1 | Electric Utility | 1 | 7.2 |  |  | 65.9797 | -161.1231 | OP
P114 |  | 331840 | Chalkyitsik | AEA-019 |  | Chalkyitsik Village Council | 100-0000 | Chalkyitsik_grid | FALSE | TRUE | TRUE | 0.327 | 1 | Electric Utility | 1 | 7.2 |  |  | 66.6544 | -143.7222 | OP
P115 |  | 331850 | Chenega Bay | AEA-020 |  | Chenega Ira Council | 101-0000 | Chenega_grid | FALSE | TRUE | TRUE | 0.198 | 1 | Electric Utility | 1 | 7.2 |  |  | 60.0657 | -148.0104 | OP
P116 |  | 331870 | Chignik Lagoon | AEA-023 |  | Chignik Lagoon Power Utility | 102-0000 | Chignik Lagoon_grid | FALSE | TRUE | TRUE | 0.465 | 1 | Electric Utility | 1 | 7.2 |  |  | 56.31 | -158.5314 | OP
P117 |  | 331880 | Chignik Lake | AEA-022 |  | Chignik Lake Electric Utility | 103-0000 | Chignik Lake_grid | FALSE | TRUE | TRUE | 0.447 | 1 | Electric Utility | 1 | 7.2 |  |  |  |  | OP
P118 |  | 331860 | Chignik Bay | AEA-021 |  | Chignik, City of | 104-0000 | Chignik_grid | FALSE | TRUE | TRUE | 0.577 | 1 | Electric Utility | 1 | 7.2 |  |  |  |  | OP
P119 |  | 331890 | Chitina | AEA-024 |  | Chitina Electric Inc | 105-0000 | Chitina_grid | FALSE | TRUE | TRUE | 0.351 | 1 | Electric Utility | 1 | 7.2 |  |  | 61.5158 | -144.4369 | OP
P120 | 96 |  | Beluga | AEA-132 | 3522 | Chugach Electric Assn Inc | 215-1985 | Railbelt_grid | TRUE | FALSE | FALSE | 312.4 | 1 | Electric Utility | 1 | 138 |  |  | 61.1861 | -151.0356
P121 | 6291 |  | Cooper Lake | AEA-132 | 3522 | Chugach Electric Assn Inc | 215-1985 | Railbelt_grid | TRUE | FALSE | FALSE | 19.4 | 1 | Electric Utility | 1 | 69 |  |  | 60.3923 | -149.6656 | OP
P122 | 6293 |  | International | AEA-132 | 3522 | Chugach Electric Assn Inc | 215-1985 | Railbelt_grid | TRUE | FALSE | FALSE | 30 | 1 | Electric Utility | 1 | 138 |  |  | 61.169 | -149.911 | OP
P123 | 57036 |  | Southcentral Power Project | AEA-132 | 3522 | Chugach Electric Assn Inc | 215-1985 | Railbelt_grid | TRUE | FALSE | FALSE | 203.9 | 1 | Electric Utility | 1 | 138 |  |  | 61.1674 | -149.9053 | OP
P124 |  | 331900 | Circle | AEA-025 |  | Circle Electric Utility | 106-0000 | Circle_grid | FALSE | TRUE | FALSE | 0.27 | 1 | Electric Utility | 1 | 2.4 |  |  | 65.8256 | -144.0606 | OP
P125 |  | 331910 | Clark's Point | AEA-026 |  | Clark's Point, City of | 107-0000 | Clark's Point_grid | FALSE | TRUE | TRUE | 0.446 | 1 | Electric Utility | 1 | 7.2 |  |  |  |  | OP
P290 | 54154 |  | Seawater Treatment Plant | AEA-169 | 14811 | Conoco Phillips Alaska Inc |  |  | FALSE | FALSE
P126 | 58982 |  | Allison Creek Hydro | AEA-103 | 4329 | Copper Valley Elec Assn, Inc | 216-1982 | CopperValley_grid | TRUE | FALSE | FALSE | 6.5 | 1 | Electric Utility | 1 | 14.4 | 138 |  | 61.0844 | -146.3533 | OP
P127 | 6305 |  | Glennallen | AEA-103 | 4329 | Copper Valley Elec Assn, Inc | 216-1982 | CopperValley_grid | TRUE | FALSE | FALSE | 10.7 | 1 | Electric Utility | 1 | 138 | 14.4 |  | 62.1104 | -145.5325 | OP
P128 | 390 |  | Solomon Gulch | AEA-103 | 4329 | Copper Valley Elec Assn, Inc | 216-1982 | CopperValley_grid | TRUE | FALSE | FALSE | 12 | 1 | Electric Utility | 1 | 14.4 | 138 |  | 61.0828 | -146.3033 | OP
P129 | 6306 |  | Valdez | AEA-103 | 4329 | Copper Valley Elec Assn, Inc | 216-1982 | CopperValley_grid | TRUE | FALSE | FALSE | 8.2 | 1 | Electric Utility | 1 | 138 | 14.4 |  | 61.1303 | -146.3647 | OP
P130 | 7841 |  | Valdez Cogen | AEA-103 | 4329 | Copper Valley Elec Assn, Inc | 216-1982 | CopperValley_grid | TRUE | FALSE | TRUE | 5.3 | 1 | Electric Utility | 1 | 14.4 | 138 |  | 61.0839 | -146.2529 | OP
P131 | 62714 |  | Eyak Service Center BESS | AEA-027 | 40215 | Cordova Electric Cooperative | 014-1990 | Cordova_grid | FALSE |  | FALSE |  |  | Electric Utility | 1 |  |  |  | 60.5405 | -145.7408 | OP
P132 | 7042 |  | Humpback Creek | AEA-027 | 40215 | Cordova Electric Cooperative | 014-1990 | Cordova_grid | TRUE |  | FALSE | 1.2 | 1 | Electric Utility | 1 | 13 |  |  | 60.6128 | -145.6794 | OP
P133 | 789 |  | Orca | AEA-027 | 40215 | Cordova Electric Cooperative | 014-1990 | Cordova_grid | TRUE |  | FALSE | 10.7 | 1 | Electric Utility | 1 | 13 |  |  | 60.5559 | -145.753 | OP
P134 | 7862 |  | Power Creek | AEA-027 | 40215 | Cordova Electric Cooperative | 014-1990 | Cordova_grid | TRUE |  | FALSE | 6 | 1 | Electric Utility | 1 | 13 |  |  | 60.5887 | -145.6045 | OP
P292 |  | 331920 | Cordova, Eyak | AEA-027 | 40215 | Cordova Electric Cooperative | 014-1990 | Cordova_grid | FALSE | TRUE | FALSE |  | 1 | Electric Utility | 1 | 13 |  |  | 60.5559 | -145.753 | OP | Includes EIA: Orca, Humpback Creek, Power Creek, Eyak Service Center BESS
P135 |  | 331930 | Diomede | AEA-028 |  | Diomede Joint Utilities | 110-0000 | Diomede_grid | FALSE | TRUE | FALSE |  | 1 | Electric Utility | 1 |  |  |  | 65.7586 | -168.9531 | OP
P136 | 54834 |  | Fort Greely Power Plant | AEA-116 | 19272 | Doyon Utilities - Fort Greely | 215-1985 | Railbelt_grid | TRUE | FALSE | FALSE | 7.4 | 6 | Commercial NAICS Non-Cogen | 4 | 14.4 |  |  | 63.9736 | -145.7166 | OP
P137 | 50308 |  | Utility Plants Section | AEA-118 | 56389 | Doyon Utilities - Fort Wainwright | 215-1985 | Railbelt_grid | TRUE | FALSE | TRUE | 20 | 1 | Electric Utility | 1 | 138 |  |  | 64.8256 | -147.6486 | OP
P138 | 58380 |  | JBER Landfill Gas Power Plant | AEA-122 | 58368 | Doyon Utilities LLC | 215-1985 | Railbelt_grid | TRUE | FALSE | FALSE | 11.5 | 6 | Commercial NAICS Non-Cogen | 4 | 34.5 |  |  | 61.286 | -149.61 | OP
P139 | 7180 | 331940 | Egegik | AEA-029 | 5553 | Egegik Light & Power Co | 111-0000 | Egegik_grid | FALSE | TRUE | TRUE | 1.03 | 1 | Electric Utility | 1 | 7.2 |  |  | 58.2156 | -157.3758 | OP
P140 |  | 331960 | Elfin Cove | AEA-031 |  | Elfin Cove Utility Commission | 112-0000 | Elfin Cove_grid | FALSE | TRUE | TRUE | 0.347 | 1 | Electric Utility | 1 | 2.4 |  |  | 58.1944 | -136.3433 | OP
P141 |  | 331970 | False Pass | AEA-032 |  | False Pass, City of | 113-0000 | False Pass_grid | FALSE | TRUE | TRUE | 0.503 | 1 | Electric Utility | 1 | 7.2 |  |  | 54.8539 | -163.4088 | OP
P142 | 58425 |  | Fire Island Wind | AEA-115 | 58422 | Fire Island Wind LLC | 215-1985 | Railbelt_grid | TRUE | FALSE | FALSE | 18 | 7 | NAICS-22 Non-Cogen | 2 | 34.5 |  |  | 61.13 | -150.2436 | OP
P143 |  | 331980 | Cold Bay | AEA-034 |  | G & K Inc | 114-0000 | Cold Bay_grid | FALSE | TRUE | FALSE | 2.595 | 1 | Electric Utility | 1 | 7.2 |  |  | 55.1858 | -162.7211 | OP
P144 | 7437 | 331990 | Galena Electric Utility | AEA-033 | 6915 | Galena, City of | 115-0000 | Galena_grid | TRUE | TRUE | FALSE | 3.9 | 1 | Electric Utility | 1 | 4.16 |  |  | 64.7442 | -156.8736 | OP
P145 |  | 331830 | Central | AEA-139 |  | Gold Country Energy | 116-0000 | Central_grid | FALSE | TRUE | TRUE | 0.345 | 1 | Electric Utility | 1 | 7.2 |  |  | 65.5725 | -144.8031 | OP
P146 | 57583 |  | Battery Energy Storage System | AEA-104 | 7353 | Golden Valley Elec Assn Inc | 215-1985 | Railbelt_grid | TRUE | FALSE | FALSE | 40 | 1 | Electric Utility | 1 | 138 |  |  | 64.8167 | -147.725 | OP
P147 | 56325 |  | Delta Power | AEA-104 | 7353 | Golden Valley Elec Assn Inc | 215-1985 | Railbelt_grid | TRUE | FALSE | FALSE | 23.1 | 1 | Electric Utility | 1 | 138 |  |  | 64.0281 | -145.7194
P148 | 57935 |  | Eva Creek Wind | AEA-104 | 7353 | Golden Valley Elec Assn Inc | 215-1985 | Railbelt_grid | TRUE | FALSE | FALSE | 24.6 | 1 | Electric Utility | 1 | 138 |  |  | 64.0583 | -148.9 | OP
P149 | 6286 |  | Fairbanks | AEA-104 | 7353 | Golden Valley Elec Assn Inc | 215-1985 | Railbelt_grid | TRUE | FALSE | FALSE | 42.2 | 1 | Electric Utility | 1 | 69 |  |  | 64.8542 | -147.7194
P150 | 6288 |  | Healy | AEA-104 | 7353 | Golden Valley Elec Assn Inc | 215-1985 | Railbelt_grid | TRUE | FALSE | FALSE | 92.8 | 1 | Electric Utility | 1 | 138 |  |  | 63.8542 | -148.95 | OP
P151 | 6285 |  | North Pole | AEA-104 | 7353 | Golden Valley Elec Assn Inc | 215-1985 | Railbelt_grid | TRUE | FALSE | FALSE | 181 | 1 | Electric Utility | 1 | 138 |  |  | 64.7356 | -147.3481 | OP
P152 |  |  | GVEA Solar Farm | AEA-104 | 7353 | Golden Valley Elec Assn Inc | 215-1985 | Railbelt_grid | FALSE | FALSE | FALSE | [9 empty] | OP
P279 | 55982 |  | Chena 6 | AEA-104 | 7353 | Golden Valley Elec Assn Inc | 215-1985 | Railbelt_grid | FALSE | FALSE
P153 |  | 332000 | Golovin | AEA-035 |  | Golovin Power Utilities | 117-0000 | Golovin_grid | FALSE | TRUE | TRUE | 0.72 | 1 | Electric Utility | 1 | 7.2 |  |  | 64.5433 | -163.0292 | OP
P154 | 7174 | 332020 | Gwitchyaa Zhee | AEA-037 | 7833 | Gwitchyaa Zhee Utilities Company | 119-0000 | Fort Yukon_grid | TRUE | TRUE | TRUE | 3.4 | 1 | Electric Utility | 1 | 4.16 |  |  | 66.5663 | -145.2531 | OP
P293 | 59037 |  | Hiilangaay Hydro | AEA-159 | 60222 | Haida Energy, Inc. | 023-2015 | Prince of Wales Is._grid | TRUE | FALSE | FALSE | 5 | 1 | Electric Utility | 1
P155 | 6292 |  | Bernice Lake | AEA-105 | 19558 | Homer Electric Assn Inc | 215-1985 | Railbelt_grid | TRUE | FALSE | FALSE | 76.7 | 1 | Electric Utility | 1 | 69 | 115 |  | 60.6935 | -151.3874 | OP
P156 | 7367 |  | Bradley Lake | AEA-105 | 19558 | Homer Electric Assn Inc | 215-1985 | Railbelt_grid | TRUE | FALSE | FALSE | 126 | 1 | Electric Utility | 1 | 115 |  |  | 59.7786 | -150.9401 | OP
P157 | 55966 |  | Nikiski Co-Generation | AEA-105 | 19558 | Homer Electric Assn Inc | 215-1985 | Railbelt_grid | TRUE | FALSE | FALSE | 80.8 | 1 | Electric Utility | 1 | 115 |  |  | 60.6765 | -151.3777 | OP
P158 | 6283 |  | Seldovia | AEA-105 | 19558 | Homer Electric Assn Inc | 215-1985 | Railbelt_grid | TRUE | FALSE | FALSE | 2.2 | 1 | Electric Utility | 1 | 12.4 |  |  | 59.4395 | -151.7134
P159 | 57206 |  | Soldotna | AEA-105 | 19558 | Homer Electric Assn Inc | 215-1985 | Railbelt_grid | TRUE | FALSE | FALSE | 50 | 1 | Electric Utility | 1 | 115 |  |  | 60.4994 | -150.9972 | OP
P160 |  | 332030 | Hughes | AEA-038 |  | Hughes Power & Light | 120-0000 | Hughes_grid | FALSE | TRUE | TRUE | 0.365 | 1 | Electric Utility | 1 | 7.2 |  |  | 66.0489 | -154.2556 | OP
P283 | 54883 |  | Bering Star | AEA-163 | 9183 | Icicle Seafoods Inc |  |  | FALSE | FALSE
P161 |  | 332040 | Igiugig | AEA-039 |  | Igiugig Electric Company | 121-0000 | Igiugig_grid | FALSE | TRUE | TRUE | 0.201 | 1 | Electric Utility | 1 | 7.2 |  |  | 59.3278 | -155.8947 | OP
P162 | 7183 | 332050 | Newhalen | AEA-040 | 9188 | I-N-N Electric Coop, Inc | 123-1983 | Newhalen_grid | TRUE | TRUE | TRUE | 1.7 | 1 | Electric Utility | 1 | 2.5 |  |  | 59.8991 | -154.6987 | OP
P278 | 7466 | 331155 | Klawock | AEA-041 | 18963 | Inside Passage Elec Coop, Inc | 023-2015 | Prince of Wales Is._grid | FALSE | TRUE | [10 empty] | OP
P163 | 7462 | 332650 | Angoon | AEA-041 | 18963 | Inside Passage Elec Coop, Inc | 125-0000 | Angoon_grid | TRUE | TRUE | TRUE | 1.585 | 1 | Electric Utility | 1 | 12.47 |  |  | 57.4992 | -134.5861 | OP
P164 | 7463 | 332670 | Hoonah | AEA-041 | 18963 | Inside Passage Elec Coop, Inc | 128-0000 | Hoonah_grid | TRUE | TRUE | TRUE | 3.05 | 1 | Electric Utility | 1 | 12.47 |  |  | 58.1064 | -135.4307 | OP
P165 | 7464 | 332680 | Kake | AEA-041 | 18963 | Inside Passage Elec Coop, Inc | 129-0000 | Kake_grid | TRUE | TRUE | FALSE | 3.1 | 1 | Electric Utility | 1 | 12.47 |  |  | 56.963 | -133.9226 | OP
P166 | 7467 | 332660 | Chilkat Valley | AEA-041 | 18963 | Inside Passage Elec Coop, Inc | 032-1998 | UpperLynnCanal_grid | FALSE | TRUE | FALSE | 0.6 | 1 | Electric Utility | 1 | [5 empty] | OP
P167 |  | 332700 | Klukwan | AEA-041 |  | Inside Passage Elec Coop, Inc | 032-1998 | UpperLynnCanal_grid | FALSE | TRUE | FALSE |  | 1 | Electric Utility | 1 | [5 empty] | OP
P168 |  |  | 10 Mile Creek | AEA-041 | 18963 | Inside Passage Elec Coop, Inc | 032-1998 | UpperLynnCanal_grid | FALSE |  | FALSE | 0.6 | 1 | Electric Utility | 1 | [5 empty] | OP
P169 |  | 332060 | Deering | AEA-042 |  | Ipnatchiaq Electric Company | 130-0000 | Deering_grid | FALSE | TRUE | TRUE | 0.577 | 1 | Electric Utility | 1 | 7.2 |  |  | 66.075 | -162.7127 | OP
P170 | 59027 |  | Mahoney Lake Hydroelectric | AEA-160 | 60223 | Ketchikan Electric Company | 217-2009 | SEAPA_grid | FALSE | FALSE | FALSE |  |  | Electric Utility | 1 | 34.5 |  |  | 55.4194 | -131.5378
P171 | 6580 |  | Beaver Falls | AEA-131 | 10210 | Ketchikan Public Utilities | 217-2009 | SEAPA_grid | TRUE | FALSE | FALSE | 5.4 | 1 | Electric Utility | 1 | 34.5 |  |  | 55.3798 | -131.4703 | OP
P172 | 84 |  | Ketchikan | AEA-131 | 10210 | Ketchikan Public Utilities | 217-2009 | SEAPA_grid | TRUE | FALSE | FALSE | 4.2 | 1 | Electric Utility | 1 | 34.5 |  |  | 55.3446 | -131.6334
P173 | 85 |  | S W Bailey | AEA-131 | 10210 | Ketchikan Public Utilities | 217-2009 | SEAPA_grid | TRUE | FALSE | FALSE | 25.9 | 1 | Electric Utility | 1 | 34.5 |  |  | 55.3574 | -131.697
P174 | 6581 |  | Silvis | AEA-131 | 10210 | Ketchikan Public Utilities | 217-2009 | SEAPA_grid | TRUE | FALSE | FALSE | 2.1 | 1 | Electric Utility | 1 | 34.5 |  |  | 55.3814 | -131.5178 | OP
P175 | 70 |  | Swan Lake | AEA-131 | 10210 | Ketchikan Public Utilities | 217-2009 | SEAPA_grid | TRUE | FALSE | FALSE | 22.6 | 6 | Commercial NAICS Non-Cogen | 4 | 115 | 115 |  | 55.6152 | -131.3561 | OP
P176 | 58977 |  | Whitman | AEA-131 | 10210 | Ketchikan Public Utilities | 217-2009 | SEAPA_grid | TRUE | FALSE | FALSE | 4.8 | 1 | Electric Utility | 1 | 34.5 |  |  | 55.3281 | -131.5308 | OP
P177 | 7493 | 332070 | King Cove | AEA-043 | 9897 | King Cove, City of | 131-0000 | King Cove_grid | TRUE | TRUE | TRUE | 2.6 | 1 | Electric Utility | 1 | 480 |  |  | 55.0617 | -162.3103 | OP
P178 |  | 332080 | Kipnuk | AEA-044 |  | Kipnuk Light Plant | 132-0000 | Kipnuk_grid | FALSE | TRUE |  | 1.05 | 1 | Electric Utility | 1 |  |  |  | 59.9389 | -164.0414 | OP
P179 |  | 332090 | Kobuk | AEA-045 |  | Kobuk Valley Electric Company | 149-1980 | Shungnak_grid | FALSE | TRUE | FALSE | 0.171 | 1 | Electric Utility | 1 | 7.2 |  |  |  |  | OP
P180 | 58405 |  | ESS Battery Microgrid | AEA-106 | 10433 | Kodiak Electric Assn Inc | 223-0000 | Kodiak_grid | TRUE | FALSE | FALSE | 3 | 1 | Electric Utility | 1 | 12.47 |  |  | 57.7992 | -152.4042 | OP
P181 | 60563 |  | Flywheel Energy Storage System Microgrid | AEA-106 | 10433 | Kodiak Electric Assn Inc | 223-0000 | Kodiak_grid | TRUE | FALSE | FALSE | 2 | 1 | Electric Utility | 1 | 12.47 |  |  | 57.7801 | -152.4438 | OP
P182 | 6281 |  | Kodiak Microgrid | AEA-106 | 10433 | Kodiak Electric Assn Inc | 223-0000 | Kodiak_grid | TRUE | FALSE | FALSE | 18.3 | 1 | Electric Utility | 1 | 67 |  |  | 57.79 | -152.397 | OP
P183 | 7723 |  | Nymans Plant Microgrid | AEA-106 | 10433 | Kodiak Electric Assn Inc | 223-0000 | Kodiak_grid | TRUE | FALSE | FALSE | 10 | 1 | Electric Utility | 1 | 67 |  |  | 57.7316 | -152.507
P184 | 57187 |  | Pillar Mountain Wind Project Microgrid | AEA-106 | 10433 | Kodiak Electric Assn Inc | 223-0000 | Kodiak_grid | TRUE | FALSE | FALSE | 9 | 1 | Electric Utility | 1 | 69 |  |  | 57.7869 | -152.4406 | OP
P185 | 6282 |  | Port Lions Microgrid | AEA-106 | 10433 | Kodiak Electric Assn Inc | 223-0000 | Kodiak_grid | FALSE | FALSE | FALSE | 0.5 | 1 | Electric Utility | 1 | 12.47 |  |  | 57.8648 | -152.8554
P186 | 60250 |  | Swampy Acres Microgrid | AEA-106 | 10433 | Kodiak Electric Assn Inc | 223-0000 | Kodiak_grid | TRUE | FALSE | FALSE | 8.4 | 1 | Electric Utility | 1 | 12.47 |  |  | 57.7756 | -152.4803
P187 | 71 |  | Terror Lake Microgrid | AEA-106 | 10433 | Kodiak Electric Assn Inc | 223-0000 | Kodiak_grid | TRUE | FALSE | FALSE | 33.6 | 1 | Electric Utility | 1 | 138 |  |  | 57.6861 | -152.895 | OP
P188 |  | 332100 | Kokhanok | AEA-046 |  | Kokhanok Village Council | 134-0000 | Kokhanok_grid | FALSE | TRUE | TRUE | 0.452 | 1 | Electric Utility | 1 | 7.2 |  |  | 59.4416 | -154.7551 | OP
P189 | 6304 | 332130 | Kotzebue | AEA-048 | 10451 | Kotzebue Electric Association | 135-0000 | Kotzebue_grid | TRUE | TRUE | FALSE | 17.5 | 1 | Electric Utility | 1 | 7.2 |  |  | 66.8378 | -162.5569 | OP
P190 |  | 332140 | Koyukuk | AEA-049 |  | Koyukuk, City of | 136-0000 | Koyukuk_grid | FALSE | TRUE | TRUE | 0.202 | 1 | Electric Utility | 1 | 7.2 |  |  | 64.8809 | -157.701 | OP
P191 |  | 332150 | Kwethluk | AEA-050 |  | Kwethluk Incorporated d/b/a Kuiggluum Kallugvia | 137-0000 | Kwethluk_grid | FALSE | TRUE | TRUE | 1.05 | 1 | Electric Utility | 1 | 7.2 |  |  | 60.8122 | -161.4358 | OP
P192 |  | 332160 | Kwigillingok | AEA-051 |  | Kwigillingok Power Company | 138-0000 | Kwigillingok_grid | FALSE | TRUE | TRUE | 1.07 | 1 | Electric Utility | 1 | 7.2 |  |  | 59.8639 | -163.1332 | OP
P193 |  | 332170 | Larsen Bay | AEA-052 |  | Larsen Bay Utility Company | 139-0000 | Larsen Bay_grid | FALSE | TRUE | TRUE | 0.34 | 1 | Electric Utility | 1 | 7.2 |  |  | 57.5385 | -153.9784 | OP
P194 |  | 332180 | Levelock | AEA-053 |  | Levelock Electrical Coop | 140-0000 | Levelock_grid | FALSE | TRUE | TRUE | 0.267 | 1 | Electric Utility | 1 | 7.2 |  |  | 59.115 | -156.8567 | OP
P195 |  | 332190 | Lime Village | AEA-054 |  | Lime Village Electric Utility | 141-0000 | Lime Village_grid | FALSE | TRUE | FALSE |  | 1 | Electric Utility | 1 |  |  |  | 61.3564 | -155.4356 | OP
P253 | 7171 | 332200 | Manley |  | 11591 | Manley Utility Co Inc | 188-0000 | Manley Hot Springs_grid | FALSE | TRUE | TRUE | 0.236 | 1 | Electric Utility | 1 | 7.2 |  |  | 65.0011 | -150.6339 | OP
P196 |  | 332210 | Manokotak | AEA-056 |  | Manokotak Power Company | 142-0000 | Manokotak_grid | FALSE | TRUE | TRUE | 0.83 | 1 | Electric Utility | 1 | 7.2 |  |  | 58.9814 | -159.0583 | OP
P197 | 58989 |  | Eklutna Generation Station | AEA-107 | 11824 | Matanuska Electric Association | 215-1985 | Railbelt_grid | TRUE | FALSE | FALSE | 171 | 1 | Electric Utility | 1 | 115 |  |  | 61.4578 | -149.3514 | OP
P198 | 6555 | 332220 | McGrath | AEA-057 | 12119 | Mcgrath Light & Power | 143-0000 | McGrath_grid | TRUE | TRUE | TRUE | 2.2 | 1 | Electric Utility | 1 | 2.4 |  |  | 62.957 | -155.595 | OP
P199 | 7112 |  | Centennial | AEA-108 | 12385 | Metlakatla Power & Light | 225_0000 | Metlakatla_grid | TRUE | FALSE | FALSE | 5.1 | 1 | Electric Utility | 1 | 12.47 |  |  | 55.1214 | -131.5603 | OP
P200 | 7168 |  | Chester Lake | AEA-108 | 12385 | Metlakatla Power & Light | 225_0000 | Metlakatla_grid | TRUE | FALSE | FALSE | 1.3 | 1 | Electric Utility | 1 | 12.47 |  |  | 55.1169 | -131.5459 | OP
P201 | 6302 |  | Purple Lake | AEA-108 | 12385 | Metlakatla Power & Light | 225_0000 | Metlakatla_grid | TRUE | FALSE | FALSE | 3.9 | 1 | Electric Utility | 1 | 12.47 |  |  | 55.0913 | -131.545 | OP
P202 |  | 332230 | Chuathbaluk | AEA-058 |  | Middle Kuskokwim Electric | 144-0000 | Chuathbaluk_grid | FALSE | TRUE | FALSE | 0.167 | 1 | Electric Utility | 1 | 7.2 |  |  | 61.5719 | -159.245 | OP
P203 |  | 332240 | Crooked Creek | AEA-058 |  | Middle Kuskokwim Electric | 145-0000 | Crooked Creek_grid | FALSE | TRUE | TRUE | 0.259 | 1 | Electric Utility | 1 | 7.2 |  |  | 61.87 | -158.1108 | OP
P204 |  | 332250 | Red Devil | AEA-058 |  | Middle Kuskokwim Electric | 146-0000 | Red Devil_grid | FALSE | TRUE | FALSE | 0.092 | 1 | Electric Utility | 1 | 7.2 |  |  | 61.7611 | -157.3125 | OP
P205 |  | 332260 | Sleetmute | AEA-058 |  | Middle Kuskokwim Electric | 147-0000 | Sleetmute_grid | FALSE | TRUE | TRUE | 0.338 | 1 | Electric Utility | 1 | 7.2 |  |  | 61.7025 | -157.1697 | OP
P206 |  | 332270 | Stony River | AEA-058 |  | Middle Kuskokwim Electric | 148-0000 | Stony River_grid | FALSE | TRUE | TRUE | 0.166 | 1 | Electric Utility | 1 | 7.2 |  |  | 61.7831 | -156.5881 | OP
P207 | 6301 | 332280 | Naknek | AEA-059 | 13201 | Naknek Electric Association | 150-0000 | Naknek_grid | TRUE | TRUE | TRUE | 9.9 | 1 | Electric Utility | 1 | 7.2 |  |  | 58.7304 | -157.0072 | OP
P208 |  | 332290 | Napakiak | AEA-060 |  | Napakiak Ircinraq | 034-1988 | Bethel_grid | FALSE | TRUE | FALSE | 0.25 | 1 | Electric Utility | 1 | 7.2
P209 |  | 332300 | Napaskiak | AEA-061 |  | Napaskiak Electric Utility | 153-0000 | Napaskiak_grid | FALSE | TRUE | FALSE | 0.57 | 1 | Electric Utility | 1 | 7.2 |  |  | 60.7081 | -161.7661 | OP
P210 |  | 332310 | Chefornak | AEA-062 |  | Naterkaq Light Plant (City of Chefornak) | 154-0000 | Chefornak_grid | FALSE | TRUE | TRUE | 0.921 | 1 | Electric Utility | 1 | 7.2 |  |  | 60.16 | -164.2658 | OP
P211 |  | 332470 | Perryville | AEA-073 |  | Native Village of Perryville | 155-0000 | Perryville_grid | FALSE | TRUE | TRUE | 0.41 | 1 | Electric Utility | 1 | 7.2 |  |  | 55.9128 | -159.1456 | OP
P212 |  | 332320 | Nelson Lagoon | AEA-063 |  | Nelson Lagoon Electrical Coop | 156-0000 | Nelson Lagoon_grid | FALSE | TRUE | FALSE | 0.3 | 1 | Electric Utility | 1 | 7.2 |  |  | 56.0019 | -161.2028 | OP
P213 |  | 332110 | Koliganek | AEA-064 |  | New Koliganek Village Council | 157-0000 | Koliganek_grid | FALSE | TRUE | TRUE | 0.42 | 1 | Electric Utility | 1 | 7.2 |  |  | 59.7286 | -157.2844 | OP
P214 |  | 332330 | Nikolai | AEA-065 |  | Nikolai, City of | 158-0000 | Nikolai_grid | FALSE | TRUE | FALSE | 0.3 | 1 | Electric Utility | 1 | 7.2 |  |  |  |  | OP
P215 | 90 | 332340 | Snake River | AEA-066 | 13642 | Nome Joint Utility Systems | 159-0000 | Nome_grid | TRUE | TRUE | FALSE | 19.2 | 1 | Electric Utility | 1 | 4 |  |  | 64.5053 | -165.4298 | OP
P216 | 7487 | 332350 | Anaktuvuk Pass | AEA-067 | 26616 | North Slope Borough Power & Light | 160-0000 | Anaktuvuk Pass_grid | TRUE | TRUE | FALSE | 2.795 | 1 | Electric Utility | 1 | 4.16 |  |  | 68.138 | -151.741 | OP
P217 | 7482 | 332360 | Atqasuk | AEA-067 | 26616 | North Slope Borough Power & Light | 161-0000 | Atqasuk_grid | TRUE | TRUE | FALSE | 3.37 | 1 | Electric Utility | 1 | 4.16 |  |  | 70.4826 | -157.4252 | OP
P218 | 7483 | 332370 | Kaktovik | AEA-067 | 26616 | North Slope Borough Power & Light | 162-0000 | Kaktovik_grid | TRUE | TRUE | FALSE | 2.72 | 1 | Electric Utility | 1 | 4.16 |  |  | 70.1256 | -143.619 | OP
P219 | 7484 | 332380 | Nuiqsut | AEA-067 | 26616 | North Slope Borough Power & Light | 163-0000 | Nuiqsut_grid | TRUE | TRUE | FALSE | 4.4 | 1 | Electric Utility | 1 | 4.16 |  |  | 70.2206 | -150.9935 | OP
P220 | 7485 | 332390 | Point Hope | AEA-067 | 26616 | North Slope Borough Power & Light | 164-0000 | Point Hope_grid | TRUE | TRUE | TRUE | 3.1 | 1 | Electric Utility | 1 | 4.16 |  |  | 68.3484 | -166.7372 | OP
P221 | 7486 | 332400 | Point Lay | AEA-067 | 26616 | North Slope Borough Power & Light | 165-0000 | Point Lay_grid | TRUE | TRUE | TRUE | 2.4 | 1 | Electric Utility | 1 | 4.16 |  |  | 69.7408 | -163.0058 | OP
P222 | 7488 | 332410 | Wainwright | AEA-067 | 26616 | North Slope Borough Power & Light | 166-0000 | Wainwright_grid | TRUE | TRUE | TRUE | 3.11 | 1 | Electric Utility | 1 | 12.47 |  |  | 70.6429 | -160.0205 | OP
P223 |  | 332420 | Nunam Iqua | AEA-068 |  | Nunam Iqua Electric Company | 167-0000 | Nunam Iqua_grid | FALSE | TRUE | TRUE | 0.84 | 1 | Electric Utility | 1 | 7.2 |  |  | 62.5336 | -164.8411 | OP
P224 | 109 | 332430 | Dillingham | AEA-069 | 13870 | Nushagak Electric Cooperative | 169-0000 | Dillingham_grid | TRUE | TRUE | TRUE | 6.6 | 1 | Electric Utility | 1 | 12 |  |  | 59.0429 | -158.4686 | OP
P289 | 54871 |  | Offshore Systems | AEA-168 | 13972 | Offshore Systems Inc |  |  | FALSE | FALSE
P282 | 54888 |  | American President Lines Ltd | AEA-162 | 14313 | Ounalshka Corp |  |  | FALSE | FALSE
P225 |  | 332440 | Ouzinkie | AEA-070 |  | Ouzinkie, City of | 170-0000 | Ouzinkie_grid | FALSE | TRUE | FALSE | 0.351 | 1 | Electric Utility | 1 | 7.2 |  |  | 57.9236 | -152.5022 | OP
P226 |  |  | Dry Spruce Bay (Creek) | AEA-150 |  | PB Energy, Inc |  |  | FALSE | FALSE | FALSE
P227 |  | 332450 | Pedro Bay | AEA-071 |  | Pedro Bay Village Council | 171-0000 | Pedro Bay_grid | FALSE | TRUE | TRUE | 0.211 | 1 | Electric Utility | 1 |  |  |  | 59.7872 | -154.1061 | OP
P228 | 6702 | 332460 | Pelican | AEA-072 | 29297 | Pelican Utility | 172-0000 | Pelican_grid | TRUE | TRUE | FALSE | 1.7 | 1 | Electric Utility | 1 | 2.4 |  |  | 57.9572 | -136.2201 | OP
P287 | 50415 |  | King Cove | AEA-165 | 14852 | Peter Pan Seafoods | 131-0000 | King Cove_grid | FALSE | FALSE
P229 | 91 |  | Blind Slough | AEA-110 | 14856 | Petersburg, City of | 217-2009 | SEAPA_grid | TRUE | FALSE | FALSE | 14.5 | 1 | Electric Utility | 1 | 24.9 |  |  | 56.811 | -132.9571
P284 | 54151 |  | Central Production Facility 1 | AEA-164 | 14956 | Phillips Alaska Inc |  |  | FALSE | FALSE
P285 | 54152 |  | Central Production Facility 2 | AEA-164 | 14956 | Phillips Alaska Inc |  |  | FALSE | FALSE
P286 | 54153 |  | Central Production Facility 3 | AEA-164 | 14956 | Phillips Alaska Inc |  |  | FALSE | FALSE
P230 |  | 332480 | Pilot Point | AEA-074 |  | Pilot Point Electric Utility | 173-0000 | Pilot Point_grid | FALSE | TRUE | TRUE | 0.246 | 1 | Electric Utility | 1 | 7.2 |  |  | 57.5642 | -157.5792 | OP
P231 |  | 332490 | Platinum | AEA-075 |  | Platinum, City of | 174-0000 | Platinum_grid | FALSE | TRUE | TRUE | 0.14 | 1 | Electric Utility | 1 |  |  |  | 59.0131 | -161.8164 | OP
P232 |  | 332500 | Port Heiden | AEA-077 |  | Port Heiden Utilities | 175-0000 | Port Heiden_grid | FALSE | TRUE | TRUE | 0.369 | 1 | Electric Utility | 1 | 7.2 |  |  | 56.9484 | -158.629 | OP
P233 |  | 332510 | Kongiganak | AEA-078 |  | Puvurnaq Power Company | 176-0000 | Kongiganak_grid | FALSE | TRUE | TRUE | 0.84 | 1 | Electric Utility | 1 | 7.2 |  |  | 59.88 | -163.054 | OP
P234 |  | 332520 | Rampart | AEA-079 |  | Rampart Village Council | 177-0000 | Rampart_grid | FALSE | TRUE | FALSE | 0.187 | 1 | Electric Utility | 1 | 7.2 |  |  | 65.505 | -150.17 | OP
P235 |  |  | Willow Solar | AEA-151 |  | Renewable IPP | 215-1985 | Railbelt_grid | FALSE | FALSE | FALSE | [9 empty] | OP
P236 |  | 332530 | Ruby | AEA-080 |  | Ruby, City of | 178-0000 | Ruby_grid | FALSE | TRUE | TRUE | 0.464 | 1 | Electric Utility | 1 | 7.2 |  |  | 64.7394 | -155.4869 | OP
P237 |  | 332550 | Saint George | AEA-082 |  | Saint George, City of | 179-0000 | Saint George_grid | FALSE | TRUE | TRUE | 0.8 | 1 | Electric Utility | 1 | 7.2 |  |  | 56.6 | -169.5417 | OP
P238 |  | 332560 | Saint Paul | AEA-083 |  | Saint Paul Municipal Electric | 180-0000 | Saint Paul_grid | FALSE | TRUE | TRUE | 2.92 | 1 | Electric Utility | 1 | 7.2 |  |  | 57.1222 | -170.275 | OP
P239 | 92 |  | Seward | AEA-111 | 16955 | Seward, City of | 215-1985 | Railbelt_grid | TRUE | FALSE | FALSE | 15.6 | 1 | Electric Utility | 1 | 150 |  |  | 60.1309 | -149.435
P280 | 7333 |  | Blue Lake Fish Valve | AEA-130 | 17271 | Sitka, City & Borough of | 219-0000 | Sitka_grid | FALSE | FALSE | FALSE | 15.9 | 1 | Electric Utility | 1 | 69 |  |  | 57.0516 | -135.2297
P240 | 93 |  | Blue Lake Hydro | AEA-130 | 17271 | Sitka, City & Borough of | 219-0000 | Sitka_grid | TRUE | FALSE | FALSE | 15.9 | 1 | Electric Utility | 1 | 69 |  |  | 57.0516 | -135.2297 | OP
P241 | 313 |  | Green Lake | AEA-130 | 17271 | Sitka, City & Borough of | 219-0000 | Sitka_grid | TRUE | FALSE | FALSE | 18.6 | 1 | Electric Utility | 1 | 69 |  |  | 56.9863 | -135.1227 | OP
P242 | 6801 |  | Jarvis Street | AEA-130 | 17271 | Sitka, City & Borough of | 219-0000 | Sitka_grid | TRUE | FALSE | FALSE | 25.6 | 1 | Electric Utility | 1 | 69 |  |  | 57.0497 | -135.3128
P243 |  |  | South Fork Hydro (Eagle River) | AEA-152 |  | South Fork Hydro, LLC | 215-1985 | Railbelt_grid | FALSE | FALSE | FALSE | [9 empty] | OP
P244 | 61166 |  | Tyee Lake Hydroelectric Facility | AEA-124 | 60770 | Southeast Alaska Power Agency | 217-2009 | SEAPA_grid | TRUE | FALSE | FALSE | 22.6 | 6 | Commercial NAICS Non-Cogen | 4 | 69 | 115 |  | 56.2164 | -131.5043 | OP
P245 |  |  | Burnett River Hatchery | AEA-154 |  | SSRAA |  |  | FALSE | FALSE | FALSE
P246 |  | 332570 | Stevens Village | AEA-081 |  | Stevens Village Ira Council | 181-0000 | Stevens Village_grid | FALSE | TRUE | TRUE | 0.417 | 1 | Electric Utility | 1 | 7.2 |  |  | 66.0064 | -149.0908 | OP
P247 |  | 332580 | Takotna | AEA-084 |  | Takotna Community Assoc Inc | 182-0000 | Takotna_grid | FALSE | TRUE | FALSE | 0.216 | 1 | Electric Utility | 1 | 7.2 |  |  | 62.9886 | -156.0642 | OP
P248 |  | 332590 | Port Alsworth | AEA-085 |  | Tanalian Electric Cooperative | 183-0000 | Port Alsworth_grid | FALSE | TRUE | TRUE | 0.63 | 1 | Electric Utility | 1 | 7.2 |  |  | 60.2025 | -154.3128 | OP
P249 |  | 332600 | Tanana | AEA-086 |  | Tanana Power Company Inc | 184-0000 | Tanana_grid | FALSE | TRUE | TRUE | 1.375 | 1 | Electric Utility | 1 | 2.4 |  |  | 65.1719 | -152.0789 | OP
P250 |  | 332610 | Tatitlek | AEA-087 |  | Tatitlek Village Ira Council | 185-0000 | Tatitlek_grid | FALSE | TRUE | TRUE | 0.315 | 1 | Electric Utility | 1 |  |  |  | 60.8647 | -146.6786 | OP
P251 |  | 331005 | Adak | AEA-088 |  | TDX Adak Generating LLC | 186-0000 | Adak_grid | FALSE | TRUE | FALSE | 4.335 | 1 | Electric Utility | 1 | 2.4 |  |  | 51.8725 | -176.6286 | OP
P252 |  | 332540 | Sand Point | AEA-089 | 63560 | Sand Point Generating, LLC | 187-0000 | Sand Point_grid | FALSE | TRUE | TRUE | 2.83 | 1 | Electric Utility | 1 | 7.2 |  |  | 55.3397 | -160.4972 | OP
P253 |  | 332200 | Manley Hot Springs | AEA-090 |  | TDX Manley Generating LLC | 188-0000 | Manley Hot Springs_grid | FALSE | TRUE | TRUE | 0.236 | 1 | Electric Utility | 1 | 7.2 |  |  | 65.0011 | -150.6339 | OP
P254 | 58278 |  | TNSG North Plant | AEA-117 | 19277 | TDX North Slope Generating Company | 224_0000 | Deadhorse_grid | TRUE | FALSE | FALSE | 25.7 | 1 | Electric Utility | 1 | 12.47 | 4.16 |  | 70.2353 | -148.3836 | OP
P255 | 58117 |  | TNSG South Plant | AEA-117 | 19277 | TDX North Slope Generating Company | 224_0000 | Deadhorse_grid | TRUE | FALSE | FALSE | 7.8 | 1 | Electric Utility | 1 | 12.47 | 4.16 |  | 70.2 | -148.4667 | OP
P256 |  | 332630 | Tenakee Springs | AEA-092 |  | Tenakee Springs, City of | 189-0000 | Tenakee Springs_grid | FALSE | TRUE | FALSE | 0.24 | 1 | Electric Utility | 1 | 7.2 |  |  | 57.7808 | -135.2189 | OP
P257 | 52184 |  | Tesoro Kenai Cogeneration Plant | AEA-125 | 18617 | Tesoro Alaska Company LLC | 215-1985 | Railbelt_grid | TRUE | FALSE | TRUE | 8.6 | 4 | Industrial NAICS Cogen | 7 | 25 |  |  | 60.677 | -151.3815
P258 |  | 332710 | Tuluksak | AEA-093 |  | Tuluksak Traditional | 190-0000 | Tuluksak_grid | FALSE | TRUE | FALSE | 0.3 | 1 | Electric Utility | 1 | 7.2 |  |  | 61.1025 | -160.9617 | OP
P259 |  | 332720 | Tuntutuliak | AEA-094 |  | Tuntutuliak Community | 191-0000 | Tuntutuliak_grid | FALSE | TRUE | TRUE | 0.975 | 1 | Electric Utility | 1 | 7.2 |  |  | 60.3431 | -162.6631 | OP
P260 |  | 332730 | Twin Hills | AEA-095 |  | Twin Hills Village Council | 192-0000 | Twin Hills_grid | FALSE | TRUE | FALSE | 0.22 | 1 | Electric Utility | 1 |  |  |  | 59.0792 | -160.275
P261 |  | 332740 | Nikolski | AEA-096 |  | Umnak Power Company | 193-0000 | Nikolski_grid | FALSE | TRUE | TRUE | 0.196 | 1 | Electric Utility | 1 | 7.2 |  |  | 52.9381 | -168.8678
P262 | 6299 | 332850 | Unalakleet | AEA-098 | 40548 | Unalakleet Valley Electric Cooperative | 194-0000 | Unalakleet_grid | TRUE | TRUE | TRUE | 1.9 | 1 | Electric Utility | 1 | 4 |  |  | 63.8768 | -160.7904 | OP
P263 | 7502 |  | Dutch Harbor | AEA-097 | 19454 | Unalaska, City of | 195-0000 | Unalaska_grid | TRUE |  | TRUE | 21.9 | 1 | Electric Utility | 1 | 4.16 |  |  | 53.8925 | -166.5382 | OP
P264 | 7503 |  | Unalaska Power Module | AEA-097 | 19454 | Unalaska, City of | 195-0000 | Unalaska_grid | TRUE |  | TRUE | 1.1 | 1 | Electric Utility | 1 | 4.16 |  |  | 53.864 | -166.5126 | OP
P291 |  | 332860 | Unalaska | AEA-097 | 19454 | Unalaska, City of | 195-0000 | Unalaska_grid | FALSE | TRUE | TRUE | 1.1 | 1 | Electric Utility | 1 |  |  |  | 53.864 | -166.5126 | OP | Inlcudes EIA Unalaska Power Module and Dutch Harbor
P265 |  | 332870 | Newtok | AEA-099 |  | Ungusraq Power Company | 196-0000 | Newtok_grid | FALSE | TRUE | TRUE | 0.27 | 1 | Electric Utility | 1 |  |  |  | 60.9428 | -164.6294 | OP
P266 | 54422 |  | Unisea G 2 | AEA-126 | 19553 | Unisea Inc | 195-0000 | Unalaska_grid | TRUE | FALSE | FALSE | 17.5 | 5 | Industrial NAICS Non-Cogen | 6 | 12.4 |  |  | 53.8796 | -166.5532 | OP
P267 | 50711 |  | University of Alaska Fairbanks | AEA-127 | 19511 | University of Alaska | 215-1985 | Railbelt_grid | TRUE | FALSE | TRUE | 22.6 | 3 | Commercial NAICS Cogen | 5 | 69 |  |  | 64.8542 | -147.8221 | OP
P268 | 50392 |  | Eielson AFB Central Heat & Power Plant | AEA-120 | 22199 | U S Air Force-Eielson AFB | 215-1985 | Railbelt_grid | TRUE | FALSE | TRUE | 33.5 | 3 | Commercial NAICS Cogen | 5 | 7.2 |  |  | 64.6714 | -147.076 | OP
P270 |  | 332880 | Venetie | AEA-100 |  | Venetie Village Electric | 197-0000 | Venetie_grid | FALSE | TRUE | TRUE | 0.495 | 1 | Electric Utility | 1 | 7.2 |  |  | 67.0139 | -146.4186 | OP
P271 | 54305 |  | Westward Seafoods | AEA-128 | 20523 | Westward Seafoods Inc | 195-0000 | Unalaska_grid | TRUE | FALSE | TRUE | 6.6 | 4 | Industrial NAICS Cogen | 7 | 4.16 |  |  | 53.8585 | -166.5529 | OP
P272 |  | 332890 | White Mountain | AEA-101 |  | White Mountain, City of | 198-0000 | WhiteMountain_grid | FALSE | TRUE | TRUE |  | 1 | Electric Utility | 1 | 7.2 |  |  | 64.6814 | -163.4056 | OP
P273 | 95 |  | Wrangell | AEA-135 | 21015 | Wrangell, City of | 217-2009 | SEAPA_grid | TRUE | FALSE | TRUE | 8.5 | 1 | Electric Utility | 1 | 12.47 |  |  | 56.461 | -132.3794
P269 |  |  | Ivanof Bay | [5 empty] | FALSE | FALSE | FALSE | 0.224 |  |  |  | 7.2
P274 |  |  | Jetty Lake (West Side Hydro) | [5 empty] | FALSE | FALSE | FALSE
P275 |  |  | Marathon Hydro | [5 empty] | FALSE | FALSE | FALSE
P276 |  |  | McRoberts Creek | [5 empty] | FALSE | FALSE | FALSE
P277 |  |  | Tin City | [5 empty] | FALSE | FALSE | FALSE
P298 |  |  | Juniper Creek Hydroetlectric |  |  | Juniper Creek Hydroelectric Project |  | Railbelt_grid | [12 empty] | OP
P296 |  |  | Chugach Storage | AEA-132 | 3522 | Chugach Electric Assn Inc | 215-1985 | Railbelt_grid | [12 empty] | OP |  | 0
P297 |  |  | TDX Saint Paul Wind | AEA-155 |  | TDX Corporation | 180-0000 | Saint Paul_grid | FALSE | FALSE | FALSE |  | 1 | Electric Utility | 1 | [5 empty] | OP

## LOOKUP Codes
Table 4. Generator Status Codes and Descriptions
Generator Status Code | Generator Status Code Description | Prime Mover Code | Prime Mover Description
OP | Operating - in service (commercial operation) and producing some electricity. Includes peaking units that are run on an as needed (intermittent or seasonal) basis. | BA | Energy Storage, Battery
SB | Standby/Backup - available for service but not normally used (has little or no generation during the year) for this reporting period. | CE | Energy Storage, Compressed Air
OS | Out of service – was not used for some or all of the reporting period and is NOT expected to be returned to service in the next calendar year. | CP | Energy Storage, Concentrated Solar Power
OA | Out of service – was not used for some or all of the reporting period but is expected to be returned to service in the next calendar year. | FW | Energy Storage, Flywheel
RE | Retired - no longer in service and not expected to be returned to service. | PS | Energy Storage, Reversible Hydraulic Turbine (Pumped Storage)
|  | ES | Energy Storage, Other (specify in SCHEDULE 7)
|  | ST | Steam Turbine, including nuclear, geothermal and solar steam (does not include combined cycle)
|  | GT | Combustion (Gas) Turbine (does not include the combustion turbine part of a combined cycle; see code CT, below)
|  | IC | Internal Combustion Engine (diesel, piston, reciprocating)
|  | CA | Combined Cycle Steam Part
|  | CT | Combined Cycle Combustion Turbine Part
|  | CS | Combined Cycle Single Shaft (combustion turbine and steam turbine share a single generator)
|  | CC | Combined Cycle Total Unit (use only for plants/generators that are in planning stage, for which specific generator details cannot be provided)
|  | HA | Hydrokinetic, Axial Flow Turbine
|  | HB | Hydrokinetic, Wave Buoy
|  | HK | Hydrokinetic, Other (specify in SCHEDULE 7)
|  | HY | Hydroelectric Turbine (includes turbines associated with delivery of water by pipeline)
|  | BT | Turbines Used in a Binary Cycle (including those used for geothermal applications)
|  | PV | Photovoltaic
|  | WT | Wind Turbine, Onshore
|  | WS | Wind Turbine, Offshore
|  | FC | Fuel Cell
|  | OT | Other (specify in SCHEDULE 7)

## Notes
Plant ID | Plant Name | Intertie | Notes
P276 | McRoberts Creek | 0 | In addition to Wasilla, the MEA service area includes 28 other communities. |  | In addition to Wasilla, the MEA service area includes 28 other communities.
P226 | Dry Spruce Bay (Creek) | 0
P245 | Burnett River Hatchery | 0
P269 | Ivanof Bay | 0
P251 | Adak | Adak_grid
P2 | Akhiok | Akhiok_grid
P3 | Akiachak | Akiachak_grid
P4 | Akiak | Akiak_grid
P5 | Akutan | Akutan_grid
P45 | Alakanuk | Alakanuk_grid
P30 | Allakaket/Alatna | Allakaket_grid |  | Allakaket, Alatna | Allakaket, Alatna
P46 | Ambler | Ambler_grid
P216 | Anaktuvuk Pass | Anaktuvuk Pass_grid
P163 | Angoon | Angoon_grid
P105 | Aniak | Aniak_grid
P79 | Anvik | Anvik_grid
P106 | Arctic Village | Arctic Village_grid
P107 | Atka | Atka_grid
P108 | Atmautluak | Atmautluak_grid
P217 | Atqasuk | Atqasuk_grid
P111 | Beaver | Beaver_grid
P47 | Bethel | Bethel_grid |  | Bethel, Oscarville; Napakiak | Bethel, Oscarville; Napakiak
P208 | Napakiak | Bethel_grid |  | Bethel, Oscarville; Napakiak | Bethel, Oscarville; Napakiak
P31 | Bettles | Bettles_grid |  | Bettles, Evansville | Bettles, Evansville
P112 | Birch Creek | Birch Creek_grid
P48 | Brevig Mission | Brevig Mission_grid
P113 | Buckland | Buckland_grid
P145 | Central | Central_grid
P114 | Chalkyitsik | Chalkyitsik_grid
P210 | Chefornak | Chefornak_grid
P115 | Chenega Bay | Chenega_grid
P49 | Chevak | Chevak_grid
P116 | Chignik Lagoon | Chignik Lagoon_grid
P117 | Chignik Lake | Chignik Lake_grid
P118 | Chignik Bay | Chignik_grid
P119 | Chitina | Chitina_grid
P202 | Chuathbaluk | Chuathbaluk_grid
P124 | Circle | Circle_grid
P125 | Clark's Point | Clark's Point_grid
P143 | Cold Bay | Cold Bay_grid
P126 | Allison Creek Hydro | CopperValley_grid | In addition to Valdez, the CVEA service area includes 14 other communities. |  | In addition to Valdez, the CVEA service area includes 14 other communities.
P127 | Glennallen | CopperValley_grid | In addition to Valdez, the CVEA service area includes 14 other communities. |  | In addition to Valdez, the CVEA service area includes 14 other communities.
P128 | Solomon Gulch | CopperValley_grid | In addition to Valdez, the CVEA service area includes 14 other communities. |  | In addition to Valdez, the CVEA service area includes 14 other communities.
P129 | Valdez | CopperValley_grid | In addition to Valdez, the CVEA service area includes 14 other communities. |  | In addition to Valdez, the CVEA service area includes 14 other communities.
P130 | Valdez Cogen | CopperValley_grid | In addition to Valdez, the CVEA service area includes 14 other communities. |  | In addition to Valdez, the CVEA service area includes 14 other communities.
P131 | Eyak Service Center BESS | Cordova_grid |  | Cordova, Eyak | Cordova, Eyak
P132 | Humpback Creek | Cordova_grid |  | Cordova, Eyak | Cordova, Eyak
P133 | Orca | Cordova_grid |  | Cordova, Eyak | Cordova, Eyak
P134 | Power Creek | Cordova_grid |  | Cordova, Eyak | Cordova, Eyak
P203 | Crooked Creek | Crooked Creek_grid
P254 | TNSG North Plant | Deadhorse_grid
P255 | TNSG South Plant | Deadhorse_grid
P169 | Deering | Deering_grid
P224 | Dillingham | Dillingham_grid |  | Dillingham, Aleknagik | Dillingham, Aleknagik
P135 | Diomede | Diomede_grid
P34 | Eagle | Eagle_grid |  | Eagle, Eagle Village | Eagle, Eagle Village
P80 | Eek | Eek_grid
P139 | Egegik | Egegik_grid
P81 | Ekwok | Ekwok_grid
P140 | Elfin Cove | Elfin Cove_grid
P50 | Elim | Elim_grid
P51 | Emmonak | Emmonak_grid |  | Emmonak; Alakanuk | Emmonak; Alakanuk
P141 | False Pass | False Pass_grid
P154 | Gwitchyaa Zhee | Fort Yukon_grid
P144 | Galena Electric Utility | Galena_grid
P52 | Gambell | Gambell_grid
P153 | Golovin | Golovin_grid
P82 | Goodnews Bay | Goodnews Bay_grid
P83 | Grayling | Grayling_grid
P35 | Gustavus | Gustavus_grid
P36 | Healy Lake | Healy Lake_grid
P84 | Holy Cross | Holy Cross_grid
P164 | Hoonah | Hoonah_grid
P53 | Hooper Bay | Hooper Bay_grid
P160 | Hughes | Hughes_grid
P85 | Huslia | Huslia_grid
P161 | Igiugig | Igiugig_grid
P10 | Lake Dorothy Hydroelectric Project | Juneau_grid
P11 | Lemon Creek | Juneau_grid
P12 | Salmon Creek 1 | Juneau_grid
P13 | Snettisham | Juneau_grid
P6 | Annex Creek | Juneau_grid
P7 | Auke Bay | Juneau_grid
P8 | Gold Creek | Juneau_grid
P9 | Industrial Plant | Juneau_grid
P165 | Kake | Kake_grid
P218 | Kaktovik | Kaktovik_grid
P86 | Kaltag | Kaltag_grid
P100 | Karluk | Karluk_grid
P54 | Kasigluk | Kasigluk_grid |  | Kasigluk; Nunapitchuk | Kasigluk; Nunapitchuk
P55 | Kiana | Kiana_grid
P177 | King Cove | King Cove_grid
P178 | Kipnuk | Kipnuk_grid
P56 | Kivalina | Kivalina_grid
P180 | ESS Battery Microgrid | Kodiak_grid | The KEA service area includes the communities of Port Lions, Chiniak, Womens Bay and Woody Island. |  | The KEA service area includes the communities of Port Lions, Chiniak, Womens Bay and Woody Island.
P181 | Flywheel Energy Storage System Microgrid | Kodiak_grid | The KEA service area includes the communities of Port Lions, Chiniak, Womens Bay and Woody Island. |  | The KEA service area includes the communities of Port Lions, Chiniak, Womens Bay and Woody Island.
P182 | Kodiak Microgrid | Kodiak_grid | The KEA service area includes the communities of Port Lions, Chiniak, Womens Bay and Woody Island. |  | The KEA service area includes the communities of Port Lions, Chiniak, Womens Bay and Woody Island.
P183 | Nymans Plant Microgrid | Kodiak_grid | The KEA service area includes the communities of Port Lions, Chiniak, Womens Bay and Woody Island. |  | The KEA service area includes the communities of Port Lions, Chiniak, Womens Bay and Woody Island.
P184 | Pillar Mountain Wind Project Microgrid | Kodiak_grid | The KEA service area includes the communities of Port Lions, Chiniak, Womens Bay and Woody Island. |  | The KEA service area includes the communities of Port Lions, Chiniak, Womens Bay and Woody Island.
P185 | Port Lions Microgrid | Kodiak_grid | The KEA service area includes the communities of Port Lions, Chiniak, Womens Bay and Woody Island. |  | The KEA service area includes the communities of Port Lions, Chiniak, Womens Bay and Woody Island.
P186 | Swampy Acres Microgrid | Kodiak_grid | The KEA service area includes the communities of Port Lions, Chiniak, Womens Bay and Woody Island. |  | The KEA service area includes the communities of Port Lions, Chiniak, Womens Bay and Woody Island.
P187 | Terror Lake Microgrid | Kodiak_grid | The KEA service area includes the communities of Port Lions, Chiniak, Womens Bay and Woody Island. |  | The KEA service area includes the communities of Port Lions, Chiniak, Womens Bay and Woody Island.
P188 | Kokhanok | Kokhanok_grid
P213 | Koliganek | Koliganek_grid
P233 | Kongiganak | Kongiganak_grid
P57 | Kotlik | Kotlik_grid
P189 | Kotzebue | Kotzebue_grid
P58 | Koyuk | Koyuk_grid
P190 | Koyukuk | Koyukuk_grid
P191 | Kwethluk | Kwethluk_grid
P192 | Kwigillingok | Kwigillingok_grid
P193 | Larsen Bay | Larsen Bay_grid
P194 | Levelock | Levelock_grid
P195 | Lime Village | Lime Village_grid
P253 | Manley Hot Springs | Manley Hot Springs_grid
P196 | Manokotak | Manokotak_grid
P59 | Marshall | Marshall_grid
P198 | McGrath | McGrath_grid
P87 | Mekoryuk | Mekoryuk_grid
P199 | Centennial | Metlakatla_grid
P200 | Chester Lake | Metlakatla_grid
P201 | Purple Lake | Metlakatla_grid
P88 | Minto | Minto_grid
P207 | Naknek | Naknek_grid |  | Naknek, South Naknek, King Salmon | Naknek, South Naknek, King Salmon
P209 | Napaskiak | Napaskiak_grid
P212 | Nelson Lagoon | Nelson Lagoon_grid
P61 | New Stuyahok | New Stuyahok_grid
P162 | Newhalen | Newhalen_grid |  | Iliamna, Newhalen, Nondalton | Iliamna, Newhalen, Nondalton
P265 | Newtok | Newtok_grid
P214 | Nikolai | Nikolai_grid
P261 | Nikolski | Nikolski_grid
P62 | Noatak | Noatak_grid
P215 | Snake River | Nome_grid
P63 | Noorvik | Noorvik_grid
P25 | Northway | Northway_grid |  | Northway, Northway Village, Northway Junction | Northway, Northway Village, Northway Junction
P219 | Nuiqsut | Nuiqsut_grid
P90 | Nulato | Nulato_grid
P223 | Nunam Iqua | Nunam Iqua_grid
P64 | Nunapitchuk | Nunapitchuk_grid | Receives power from Kasigluk. Refer to Kasigluk for fuel use and cost data. |  | Kasigluk; Nunapitchuk
P91 | Old Harbor | Old Harbor_grid
P225 | Ouzinkie | Ouzinkie_grid
P227 | Pedro Bay | Pedro Bay_grid
P228 | Pelican | Pelican_grid
P211 | Perryville | Perryville_grid
P230 | Pilot Point | Pilot Point_grid
P65 | Pilot Station | Pilot Station_grid
P231 | Platinum | Platinum_grid
P220 | Point Hope | Point Hope_grid
P221 | Point Lay | Point Lay_grid
P248 | Port Alsworth | Port Alsworth_grid
P232 | Port Heiden | Port Heiden_grid
P33 | Coffman Cove | Prince of Wales Is._grid |  | Craig; Klawock; Thorne Bay, Kasaan; Hollis; Hydaburg; Coffman Cove; Naukati Bay | Craig; Klawock; Thorne Bay, Kasaan; Hollis; Hydaburg; Coffman Cove; Naukati Bay
P20 | Craig | Prince of Wales Is._grid |  | Craig; Klawock; Thorne Bay, Kasaan; Hollis; Hydaburg; Coffman Cove; Naukati Bay | Craig; Klawock; Thorne Bay, Kasaan; Hollis; Hydaburg; Coffman Cove; Naukati Bay
P37 | Hollis | Prince of Wales Is._grid |  | Craig; Klawock; Thorne Bay, Kasaan; Hollis; Hydaburg; Coffman Cove; Naukati Bay | Craig; Klawock; Thorne Bay, Kasaan; Hollis; Hydaburg; Coffman Cove; Naukati Bay
P23 | Hydaburg | Prince of Wales Is._grid |  | Craig; Klawock; Thorne Bay, Kasaan; Hollis; Hydaburg; Coffman Cove; Naukati Bay | Craig; Klawock; Thorne Bay, Kasaan; Hollis; Hydaburg; Coffman Cove; Naukati Bay
P278 | Klawock | Prince of Wales Is._grid |  | Craig; Klawock; Thorne Bay, Kasaan; Hollis; Hydaburg; Coffman Cove; Naukati Bay | Craig; Klawock; Thorne Bay, Kasaan; Hollis; Hydaburg; Coffman Cove; Naukati Bay
P43 | Naukati Bay | Prince of Wales Is._grid |  | Craig; Klawock; Thorne Bay, Kasaan; Hollis; Hydaburg; Coffman Cove; Naukati Bay | Craig; Klawock; Thorne Bay, Kasaan; Hollis; Hydaburg; Coffman Cove; Naukati Bay
P28 | Thorne Bay Plant | Prince of Wales Is._grid |  | Craig; Klawock; Thorne Bay, Kasaan; Hollis; Hydaburg; Coffman Cove; Naukati Bay | Craig; Klawock; Thorne Bay, Kasaan; Hollis; Hydaburg; Coffman Cove; Naukati Bay
P15 | Black Bear Lake | Prince of Wales Is._grid |  | Craig; Klawock; Thorne Bay, Kasaan; Hollis; Hydaburg; Coffman Cove; Naukati Bay | Craig; Klawock; Thorne Bay, Kasaan; Hollis; Hydaburg; Coffman Cove; Naukati Bay
P18 | South Fork | Prince of Wales Is._grid |  | Craig; Klawock; Thorne Bay, Kasaan; Hollis; Hydaburg; Coffman Cove; Naukati Bay | Craig; Klawock; Thorne Bay, Kasaan; Hollis; Hydaburg; Coffman Cove; Naukati Bay
P19 | Viking | Prince of Wales Is._grid |  | Craig; Klawock; Thorne Bay, Kasaan; Hollis; Hydaburg; Coffman Cove; Naukati Bay | Craig; Klawock; Thorne Bay, Kasaan; Hollis; Hydaburg; Coffman Cove; Naukati Bay
P21 | False Island | Prince of Wales Is._grid |  | Craig; Klawock; Thorne Bay, Kasaan; Hollis; Hydaburg; Coffman Cove; Naukati Bay | Craig; Klawock; Thorne Bay, Kasaan; Hollis; Hydaburg; Coffman Cove; Naukati Bay
P24 | Klawock Power Generation Station | Prince of Wales Is._grid |  | Craig; Klawock; Thorne Bay, Kasaan; Hollis; Hydaburg; Coffman Cove; Naukati Bay | Craig; Klawock; Thorne Bay, Kasaan; Hollis; Hydaburg; Coffman Cove; Naukati Bay
P293 | Hiilangaay Hydro | Prince of Wales Is._grid |  | Craig; Klawock; Thorne Bay, Kasaan; Hollis; Hydaburg; Coffman Cove; Naukati Bay | Craig; Klawock; Thorne Bay, Kasaan; Hollis; Hydaburg; Coffman Cove; Naukati Bay
P66 | Quinhagak | Quinhagak_grid
P1 | Agrium Kenai Nitrogen Operations | Railbelt_grid
P101 | Anchorage 1 | Railbelt_grid | In addition to Anchorage, the CEA service area includes eight other communities. |  | In addition to Anchorage, the CEA service area includes eight other communities.
P102 | Eklutna Hydro Project | Railbelt_grid | In addition to Anchorage, the CEA service area includes eight other communities. |  | In addition to Anchorage, the CEA service area includes eight other communities.
P103 | George M Sullivan Generation Plant 2 | Railbelt_grid | In addition to Anchorage, the CEA service area includes eight other communities. |  | In addition to Anchorage, the CEA service area includes eight other communities.
P109 | Aurora Energy LLC Chena | Railbelt_grid | Provides power to GVEA |  | Provides power to GVEA
P120 | Beluga | Railbelt_grid | In addition to Anchorage, the CEA service area includes eight other communities. |  | In addition to Anchorage, the CEA service area includes eight other communities.
P121 | Cooper Lake | Railbelt_grid | In addition to Anchorage, the CEA service area includes eight other communities. |  | In addition to Anchorage, the CEA service area includes eight other communities.
P122 | International | Railbelt_grid | In addition to Anchorage, the CEA service area includes eight other communities. |  | In addition to Anchorage, the CEA service area includes eight other communities.
P123 | Southcentral Power Project | Railbelt_grid | In addition to Anchorage, the CEA service area includes eight other communities. |  | In addition to Anchorage, the CEA service area includes eight other communities.
P136 | Fort Greely Power Plant | Railbelt_grid
P137 | Utility Plants Section | Railbelt_grid
P138 | JBER Landfill Gas Power Plant | Railbelt_grid | Provides power to JBER/CEA |  | Provides power to JBER/CEA
P14 | Delta Wind Farm | Railbelt_grid | In addition to Fairbanks, the GVEA service area includes 25 other communities. |  | In addition to Fairbanks, the GVEA service area includes 25 other communities.
P142 | Fire Island Wind | Railbelt_grid | Provides power to CEA |  | Provides power to CEA
P146 | Battery Energy Storage System | Railbelt_grid | In addition to Fairbanks, the GVEA service area includes 25 other communities. |  | In addition to Fairbanks, the GVEA service area includes 25 other communities.
P147 | Delta Power | Railbelt_grid | In addition to Fairbanks, the GVEA service area includes 25 other communities. |  | In addition to Fairbanks, the GVEA service area includes 25 other communities.
P148 | Eva Creek Wind | Railbelt_grid | In addition to Fairbanks, the GVEA service area includes 25 other communities. |  | In addition to Fairbanks, the GVEA service area includes 25 other communities.
P149 | Fairbanks | Railbelt_grid | In addition to Fairbanks, the GVEA service area includes 25 other communities. |  | In addition to Fairbanks, the GVEA service area includes 25 other communities.
P150 | Healy | Railbelt_grid | In addition to Fairbanks, the GVEA service area includes 25 other communities. |  | In addition to Fairbanks, the GVEA service area includes 25 other communities.
P151 | North Pole | Railbelt_grid | In addition to Fairbanks, the GVEA service area includes 25 other communities. |  | In addition to Fairbanks, the GVEA service area includes 25 other communities.
P152 | GVEA Solar Farm | Railbelt_grid | In addition to Fairbanks, the GVEA service area includes 25 other communities. |  | In addition to Fairbanks, the GVEA service area includes 25 other communities.
P155 | Bernice Lake | Railbelt_grid | In addition to Anchorage, the CEA service area includes eight other communities. |  | In addition to Anchorage, the CEA service area includes eight other communities.
P156 | Bradley Lake | Railbelt_grid | Provides power to all Railbelt utilities |  | Provides power to all Railbelt utilities
P157 | Nikiski Co-Generation | Railbelt_grid | 0 |  | 0
P158 | Seldovia | Railbelt_grid
P159 | Soldotna | Railbelt_grid
P197 | Eklutna Generation Station | Railbelt_grid
P235 | Willow Solar | Railbelt_grid
P239 | Seward | Railbelt_grid | The City of Seward service area includes the communities of Crown Point, Primrose, Bear Creek and Lowell Point. |  | The City of Seward service area includes the communities of Crown Point, Primrose, Bear Creek and Lowell Point.
P243 | South Fork Hydro (Eagle River) | Railbelt_grid
P257 | Tesoro Kenai Cogeneration Plant | Railbelt_grid
P267 | University of Alaska Fairbanks | Railbelt_grid
P268 | Eielson AFB Central Heat & Power Plant | Railbelt_grid
P275 | Marathon Hydro | Railbelt_grid
P296 | Chugach Storage | Railbelt_grid | In addition to Anchorage, the CEA service area includes eight other communities. |  | In addition to Anchorage, the CEA service area includes eight other communities.
P298 | Juniper Creek Hydroelectric Project | Railbelt_grid
P234 | Rampart | Rampart_grid
P204 | Red Devil | Red Devil_grid
P236 | Ruby | Ruby_grid
P93 | Russian Mission | Russian Mission_grid
P237 | Saint George | Saint George_grid
P60 | Mountain Village | Saint Mary's_grid |  | Saint Mary's, Andreafsky; Pitkas Point; Mountain Village | Saint Mary's, Andreafsky; Pitkas Point; Mountain Village
P67 | Saint Mary's | Saint Mary's_grid |  | Saint Mary's, Andreafsky; Pitkas Point; Mountain Village | Saint Mary's, Andreafsky; Pitkas Point; Mountain Village
P238 | Saint Paul | Saint Paul_grid
P297 | TDX Saint Paul Wind | Saint Paul_grid | Provides power to the City of Saint Paul |  | Provides power to the City of Saint Paul
P252 | Sand Point | Sand Point_grid
P68 | Savoonga | Savoonga_grid
P69 | Scammon Bay | Scammon Bay_grid
P171 | Beaver Falls | SEAPA_grid
P172 | Ketchikan | SEAPA_grid
P173 | S W Bailey | SEAPA_grid
P174 | Silvis | SEAPA_grid
P175 | Swan Lake | SEAPA_grid
P176 | Whitman | SEAPA_grid
P229 | Blind Slough | SEAPA_grid
P244 | Tyee Lake Hydroelectric Facility | SEAPA_grid
P273 | Wrangell | SEAPA_grid
P70 | Selawik | Selawik_grid
P94 | Shageluk | Shageluk_grid
P95 | Shaktoolik | Shaktoolik_grid
P71 | Shishmaref | Shishmaref_grid
P72 | Shungnak | Shungnak_grid |  | Shungnak; Kobuk | Shungnak; Kobuk
P179 | Kobuk | Shungnak_grid |  | Shungnak; Kobuk | Shungnak; Kobuk
P240 | Blue Lake Hydro | Sitka_grid
P241 | Green Lake | Sitka_grid
P242 | Jarvis Street | Sitka_grid
P27 | Slana Generating Station | Slana_grid |  | Slana; Chistochina; Mentasta Lake | Slana; Chistochina; Mentasta Lake
P32 | Chistochina | Slana_grid |  | Slana; Chistochina; Mentasta Lake | Slana; Chistochina; Mentasta Lake
P205 | Sleetmute | Sleetmute_grid
P73 | Saint Michael | Stebbins_grid |  | Stebbins; Saint Michael | Stebbins; Saint Michael
P74 | Stebbins | Stebbins_grid |  | Stebbins; Saint Michael | Stebbins; Saint Michael
P246 | Stevens Village | Stevens Village_grid
P206 | Stony River | Stony River_grid
P247 | Takotna | Takotna_grid
P249 | Tanana | Tanana_grid
P250 | Tatitlek | Tatitlek_grid
P96 | Teller | Teller_grid
P256 | Tenakee Springs | Tenakee Springs_grid
P75 | Togiak | Togiak_grid |  | Togiak; Twin Hills | Togiak; Twin Hills
P29 | Tok | Tok_grid |  | Tok; Tanacross; Tetlin; Dot Lake, Dot Lake Village | Tok; Tanacross; Tetlin; Dot Lake, Dot Lake Village
P89 | Nightmute | Toksook Bay_grid |  | Tooksook Bay; Tununak; Nightmute | Tooksook Bay; Tununak; Nightmute
P76 | Toksook Bay | Toksook Bay_grid |  | Tooksook Bay; Tununak; Nightmute | Tooksook Bay; Tununak; Nightmute
P97 | Tununak | Toksook Bay_grid |  | Tooksook Bay; Tununak; Nightmute | Tooksook Bay; Tununak; Nightmute
P258 | Tuluksak | Tuluksak_grid | 0
P259 | Tuntutuliak | Tuntutuliak_grid
P260 | Twin Hills | Twin Hills_grid
P262 | Unalakleet | Unalakleet_grid
P263 | Dutch Harbor | Unalaska_grid
P264 | Unalaska Power Module | Unalaska_grid
P266 | Unisea G 2 | Unalaska_grid
P271 | Westward Seafoods | Unalaska_grid
P77 | Upper Kalskag | Upper Kalskag_grid | Receives power from (Upper) Kalskag via intertie. Refer to (Upper) Kalskag for fuel use and cost data. | Kalskag; Lower Kalskag | Receives power from (Upper) Kalskag via intertie. Refer to (Upper) Kalskag for fuel use and cost data.Kalskag; Lower Kalskag
P22 | Haines | UpperLynnCanal_grid | Part of the Alaska Power Company's grid in the Upper Lynn Canal service area. | Haines, Covenant Life; Klukwan; Chilkat Valley; Skagway | Part of the Alaska Power Company's grid in the Upper Lynn Canal service area.Haines, Covenant Life; Klukwan; Chilkat Valley; Skagway
P26 | Skagway | UpperLynnCanal_grid | Part of the Alaska Power Company's grid in the Upper Lynn Canal service area. | Haines, Covenant Life; Klukwan; Chilkat Valley; Skagway | Part of the Alaska Power Company's grid in the Upper Lynn Canal service area.Haines, Covenant Life; Klukwan; Chilkat Valley; Skagway
P166 | Chilkat Valley | UpperLynnCanal_grid | Part of the Alaska Power Company's grid in the Upper Lynn Canal service area. | Haines, Covenant Life; Klukwan; Chilkat Valley; Skagway | Part of the Alaska Power Company's grid in the Upper Lynn Canal service area.Haines, Covenant Life; Klukwan; Chilkat Valley; Skagway
P16 | Goat Lake Hydro | UpperLynnCanal_grid | Part of the Alaska Power Company's grid in the Upper Lynn Canal service area. | Haines, Covenant Life; Klukwan; Chilkat Valley; Skagway | Part of the Alaska Power Company's grid in the Upper Lynn Canal service area.Haines, Covenant Life; Klukwan; Chilkat Valley; Skagway
P17 | Kasidaya Creek Hydro | UpperLynnCanal_grid | Part of the Alaska Power Company's grid in the Upper Lynn Canal service area. | Haines, Covenant Life; Klukwan; Chilkat Valley; Skagway | Part of the Alaska Power Company's grid in the Upper Lynn Canal service area.Haines, Covenant Life; Klukwan; Chilkat Valley; Skagway
P41 | Dewey Lakes | UpperLynnCanal_grid | Part of the Alaska Power Company's grid in the Upper Lynn Canal service area. | Haines, Covenant Life; Klukwan; Chilkat Valley; Skagway | Part of the Alaska Power Company's grid in the Upper Lynn Canal service area.Haines, Covenant Life; Klukwan; Chilkat Valley; Skagway
P42 | Lutak | UpperLynnCanal_grid | Part of the Alaska Power Company's grid in the Upper Lynn Canal service area. | Haines, Covenant Life; Klukwan; Chilkat Valley; Skagway | Part of the Alaska Power Company's grid in the Upper Lynn Canal service area.Haines, Covenant Life; Klukwan; Chilkat Valley; Skagway
P110 | Barrow | Utqiagvik_grid | 0
P270 | Venetie | Venetie_grid | 0
P222 | Wainwright | Wainwright_grid | 0
P98 | Wales | Wales_grid | 0
P40 | Whale Pass | Whale_Pass_grid | 0
P272 | White Mountain | WhiteMountain_grid | 0
P78 | Yakutat | Yakutat_grid | 0